## Sheet1
SECTION WISE AVAILABILITY OF VARIOUS METERS AS ON DTD: 13.07.2018
[5 empty] | SINGLE PHASE METERS | [6 empty] | THREE PHASE METERS |  |  | LT THREE PHASE CT EMBEDDED 40-200 AMP METERS | LT THREE PHASE CT OPERATED METERS | [7 empty] | HT TOD meter
ZONE | CIRCLE TOTAL | DIVISION TOTAL | STORAGE LOCATION | STORAGE CODE | 5-30 AMP 6LowPAN RF meter without enclosure | 5-30 AMP 6LowPAN RF meter with enclosure | 5-30 AMP RF METER WITHOUT ENCLOSURE | 5-30 AMP STATIC METER WITH IR PORT WITHOUT ENCLOSER | 5-30A STATIC METER WITH IR PORT WITH ENCLOSURE | STATIC METERS | TOTAL | 10-40 A AMR TOD IR PORT METER | STATIC METERS 10-40 AMP | TOTAL |  | LT CT OPERATED METER 50/5 AMP | LT CT OPERATED METER 100/5 AMP | LT CT OPERATED METER 150/5 AMP | LT CT OPERATED METER 200/5 AMP | LT CT OPERATED DTC METER 50/5 AMP | LT CT OPERATED DTC METER 100/5 AMP | LT CT OPERATED DTC METER 150/5 AMP | LT CT OPERATED DTC METER 200/5 AMP | HT TOD METER 1 AMP | HT TOD METER 5 AMP | 4 QUADRANT HT TOD IMP/EXP METER 1 AMP | FEEDER PANEL HT TOD METER
NAGPUR ZONE | NAGPUR RURAL CIRCLE | NAGPUR RURAL CIRCLE | Com Str Kamptee | W654 |  |  | 0 |  | 1661 | 0 | 0 | 1199 | 0 | 1199 | 7 | 0 | 0 | 74 |  |  |  | 0 | 0 | 0 | 44 |  | 0
|  |  | Nagpur R Test | T650 |  |  | 0 |  |  | 0 | 0 | 0 | 0 | 0 |  | 0 | 0 | 0 |  |  |  | 0 | 0 | 0 | 37 |  | 0
|  |  | NAGPUR RURAL CIR | C650 |  |  | 0 |  |  | 0 | 0 | 0 | 0 | 0 |  | 0 | 0 | 90 | 40 |  |  | 0 | 0 | 0 | 75 |  | 0
|  | KATOL DN | BELONA D/C | 3536 |  | 53 | 0 |  |  | 0 | 53 | 0 | 0 | 0 |  | 0 | 0 | 0 |  |  |  | 0 | 0 | 0 | 0 |  | 0
|  |  | bharsingi | 5602 | 1 | 10 | 0 |  | 2 | 0 | 11 | 13 | 4 | 17 |  | 0 | 0 | 0 |  |  |  | 0 | 0 | 0 | 0 |  | 0
|  |  | Bhishnoor | 3516 |  | 3 | 0 |  |  | 0 | 3 | 26 | 0 | 26 |  | 0 | 0 | 0 |  |  |  | 0 | 0 | 0 | 0 |  | 0
|  |  | jalalkheda | 5601 | 1 | 26 | 3 |  | 1 | 0 | 30 | 11 | 0 | 11 |  | 0 | 0 | 0 |  |  |  | 0 | 0 | 0 | 0 |  | 0
|  |  | JALALKHEDA SUB D | S560 |  |  | 2 |  | 1 | 0 | 2 | 39 | 13 | 52 |  | 0 | 2 | 0 |  |  |  | 0 | 0 | 0 | 0 |  | 0
|  |  | jamgaon | 5603 |  |  | 0 |  |  | 0 | 0 | 5 | 3 | 8 |  | 0 | 0 | 0 |  |  |  | 0 | 0 | 0 | 0 |  | 0
|  |  | Kachari Sawanga | 3524 |  | 25 | 2 |  |  | 0 | 27 | 26 | 5 | 31 |  | 0 | 0 | 0 |  |  |  | 0 | 0 | 0 | 0 |  | 0
|  |  | KATOL DN | D653 |  | 13 | 0 |  |  | 0 | 13 | 1130 | 0 | 1130 |  | 61 | 88 | 0 | 19 |  |  | 0 | 0 | 2 | 56 |  | 0
|  |  | Katol R- I | 3513 |  | 2 | 0 |  |  | 0 | 2 | 5 | 0 | 5 |  | 0 | 0 | 0 |  |  |  | 0 | 0 | 0 | 0 |  | 0
|  |  | Katol R-II | 3514 |  | 5 | 0 |  |  | 0 | 5 | 2 | 0 | 2 |  | 0 | 2 | 0 |  |  |  | 0 | 0 | 0 | 0 |  | 0
|  |  | KATOL RURAL | S351 |  | 32 | 0 |  |  | 0 | 32 | 0 | 0 | 0 |  | 2 | 8 | 0 |  |  |  | 0 | 0 | 0 | 0 |  | 0
|  |  | Katol U- I | 3511 |  | 64 | 0 |  |  | 0 | 64 | 3 | 0 | 3 |  | 0 | 0 | 0 |  |  |  | 0 | 0 | 0 | 0 |  | 0
|  |  | Katol U- II | 3512 |  | 52 | 3 |  |  | 0 | 55 | 0 | 0 | 0 |  | 0 | 0 | 0 |  |  |  | 0 | 0 | 0 | 0 |  | 0
|  |  | khairgaon | 5604 |  | 7 | 0 |  |  | 0 | 7 | 2 | 0 | 2 |  | 0 | 1 | 0 |  |  |  | 0 | 0 | 0 | 0 |  | 0
|  |  | Khangaon | 3518 |  | 7 | 0 |  |  | 0 | 7 | 1 | 0 | 1 |  | 0 | 0 | 0 |  |  |  | 0 | 0 | 0 | 0 |  | 0
|  |  | KHARSOLI D/C | 3535 |  | 12 | 0 |  |  | 0 | 12 | 1 | 0 | 1 |  | 0 | 0 | 0 |  |  |  | 0 | 0 | 0 | 0 |  | 0
|  |  | Kohali | 3544 | 1 | 8 | 0 |  |  | 0 | 9 | 2 | 8 | 10 |  | 0 | 0 | 0 |  |  |  | 0 | 0 | 0 | 0 |  | 0
|  |  | kondhali R-1 D/C | 3522 |  | 15 | 0 |  |  | 0 | 15 | 5 | 0 | 5 |  | 0 | 0 | 0 |  |  |  | 0 | 0 | 0 | 0 |  | 0
|  |  | Kondhali Rur-2 D | 3523 |  | 16 | 0 |  |  | 0 | 16 | 8 | 2 | 10 |  | 0 | 0 | 0 |  |  |  | 0 | 0 | 0 | 0 |  | 0
|  |  | KONDHALI RURAL | S352 | 7 | 61 | 0 |  |  | 0 | 68 | 347 | 4 | 351 | 1 | 0 | 0 | 0 |  |  |  | 0 | 0 | 0 | 0 |  | 0
|  |  | kondhali urban d | 3521 | 1 | 3 | 0 |  |  | 0 | 4 | 0 | 3 | 3 |  | 0 | 0 | 0 |  |  |  | 0 | 0 | 0 | 0 |  | 0
|  |  | loharisawanga | 5607 |  | 19 | 0 |  |  | 0 | 19 | 5 | 1 | 6 |  | 0 | 0 | 0 |  |  |  | 0 | 0 | 0 | 0 |  | 0
|  |  | Metpanjara | 3517 |  | 3 | 0 |  |  | 0 | 3 | 1 | 0 | 1 |  | 0 | 0 | 0 |  |  |  | 0 | 0 | 0 | 0 |  | 0
|  |  | Mohapa Rural I | 3542 |  | 6 | 0 |  |  | 0 | 6 | 3 | 1 | 4 |  | 0 | 0 | 0 |  |  |  | 0 | 0 | 0 | 0 |  | 0
|  |  | MOHAPA URBAN I | 3541 | 1 | 79 | 0 |  |  | 0 | 80 | 19 | 2 | 21 |  | 0 | 0 | 0 |  |  |  | 0 | 0 | 0 | 0 |  | 0
|  |  | MOHPA RURAL | S354 |  | 76 | 0 |  |  | 0 | 76 | 0 | 0 | 0 |  | 1 | 0 | 0 |  |  |  | 0 | 0 | 0 | 0 |  | 0
|  |  | MOWAD D/C | 3537 |  | 110 | 0 |  |  | 0 | 110 | 2 | 0 | 2 |  | 0 | 0 | 0 |  |  |  | 0 | 0 | 0 | 0 |  | 0
|  |  | NARKHED SUB DN | S353 | 2 | 44 | 0 |  |  | 0 | 46 | 0 | 0 | 0 |  | 0 | 0 | 0 | 1 |  |  | 0 | 0 | 0 | 0 |  | 0
|  |  | NARKHEDRURAL1 | 3533 |  | 9 | 0 |  |  | 0 | 9 | 1 | 0 | 1 |  | 0 | 0 | 0 |  |  |  | 0 | 0 | 0 | 0 |  | 0
|  |  | NARKHEDRURAL2 | 3534 |  | 80 | 0 |  |  | 0 | 80 | 0 | 0 | 0 |  | 0 | 0 | 0 |  |  |  | 0 | 0 | 0 | 0 |  | 0
|  |  | NARKHEDURBAN1 | 3531 |  | 45 | 0 |  |  | 0 | 45 | 1 | 0 | 1 |  | 0 | 0 | 0 |  |  |  | 0 | 0 | 0 | 0 |  | 0
|  |  | NARKHEDURBAN2 | 3532 |  | 125 | 0 |  |  | 0 | 125 | 1 | 0 | 1 |  | 0 | 0 | 0 |  |  |  | 0 | 0 | 0 | 0 |  | 0
|  |  | Paradsinga | 3515 | 1 | 9 | 0 |  |  | 0 | 10 | 6 | 2 | 8 |  | 0 | 0 | 0 |  |  |  | 0 | 0 | 0 | 0 |  | 0
|  |  | Pipla Kewalram | 5616 |  | 6 | 0 |  |  | 0 | 6 | 2 | 0 | 2 |  | 0 | 0 | 0 |  |  |  | 0 | 0 | 0 | 0 |  | 0
|  |  | Ridhora | 3525 |  | 9 | 0 |  |  | 0 | 9 | 5 | 3 | 8 |  | 0 | 0 | 0 |  |  |  | 0 | 0 | 0 | 0 |  | 0
|  |  | Sawargaon R-II | 5615 |  | 6 | 0 |  |  | 0 | 6 | 1 | 0 | 1 |  | 0 | 0 | 0 |  |  |  | 0 | 0 | 0 | 0 |  | 0
|  |  | SAWARGAON SUB DN | S561 |  | 32 | 0 |  |  | 0 | 32 | 25 | 0 | 25 |  | 0 | 0 | 0 |  |  |  | 0 | 0 | 0 | 0 |  | 0
|  |  | Sawargaon U | 5611 |  | 1 | 0 |  |  | 0 | 1 | 3 | 0 | 3 |  | 0 | 0 | 0 |  |  |  | 0 | 0 | 0 | 0 |  | 0
|  |  | T K I | 3545 | 2 | 4 | 0 |  |  | 0 | 6 | 3 | 1 | 4 |  | 0 | 0 | 0 |  |  |  | 0 | 0 | 0 | 0 |  | 0
|  |  | T K II | 3546 |  | 3 | 0 |  |  | 0 | 3 | 5 | 0 | 5 |  | 0 | 0 | 0 |  |  |  | 0 | 0 | 0 | 0 |  | 0
|  |  | thadipaoni | 5606 |  |  | 8 |  |  | 0 | 8 | 5 | 0 | 5 |  | 0 | 0 | 0 |  |  |  | 0 | 0 | 0 | 0 |  | 0
|  |  | Vendor Store Loc | V001 |  |  | 0 |  |  | 0 | 0 | 144 | 0 | 144 |  | 0 | 0 | 0 |  |  |  | 0 | 0 | 0 | 0 |  | 0
|  |  | wadvira | 5605 | 1 | 26 | 1 |  | 3 | 0 | 28 | 17 | 9 | 26 |  | 0 | 0 | 0 |  |  |  | 0 | 0 | 0 | 0 |  | 0
|  |  | Yenwa | 5613 |  | 5 | 0 |  |  | 0 | 5 | 2 | 0 | 2 |  | 0 | 2 | 0 |  |  |  | 0 | 0 | 0 | 0 |  | 0
|  |  | Zilpa | 5614 |  | 3 | 0 |  |  | 0 | 3 | 1 | 0 | 1 |  | 0 | 0 | 0 |  |  |  | 0 | 0 | 0 | 0 |  | 0
|  | DIVISION TOTAL |  |  | 18 | 1114 | 19 | 0 | 7 | 0 | 1151 | 1878 | 61 | 1939 | 1 | 64 | 103 | 0 | 20 | 0 | 0 | 0 | 0 | 2 | 56 | 0 | 0
|  | MOUDA DIVISION | Aroli | 3568 | 51 | 125 | 0 |  |  | 0 | 176 | 10 | 0 | 10 |  | 0 | 0 | 0 |  |  |  | 0 | 0 | 0 | 0 |  | 0
|  |  | Borgaon DC | 3595 | 16 | 42 | 2 |  |  | 1 | 61 | 13 | 1 | 14 | 1 | 0 | 0 | 0 |  |  |  | 0 | 0 | 0 | 0 |  | 0
|  |  | Deolapar | 3564 | 25 | 122 | 7 |  | 7 | 0 | 154 | 3 | 0 | 3 |  | 0 | 0 | 0 |  |  |  | 0 | 0 | 0 | 0 |  | 0
|  |  | Gumthala DC | 3596 | 1 | 162 | 2 |  |  | 2 | 167 | 11 | 0 | 11 | 1 | 0 | 0 | 0 |  |  |  | 0 | 0 | 0 | 0 |  | 0
|  |  | KAMPTEE (U) | S355 |  | 8 | 0 |  |  | 0 | 8 | 0 | 0 | 0 |  | 0 | 0 | 0 |  |  |  | 0 | 16 | 0 | 0 |  | 0
|  |  | Kamptee Rural | 3554 |  | 86 | 0 |  |  | 0 | 86 | 3 | 0 | 3 |  | 0 | 0 | 0 |  |  |  | 0 | 0 | 0 | 0 |  | 0
|  |  | KANHAN R DC | 3602 | 9 | 89 | 1 |  |  | 0 | 99 | 13 | 0 | 13 |  | 0 | 0 | 0 |  |  |  | 0 | 0 | 0 | 0 |  | 0
|  |  | KANHAN SUB DN | S360 |  |  | 0 |  |  | 0 | 0 | 25 | 0 | 25 |  | 0 | 0 | 0 |  |  |  | 0 | 0 | 0 | 0 |  | 0
|  |  | KANHAN U DC | 3601 | 2 | 77 | 1 |  |  | 0 | 80 | 4 | 0 | 4 |  | 0 | 0 | 0 |  |  |  | 0 | 0 | 0 | 0 |  | 0
|  |  | Kapasi DC | 3593 | 18 | 305 | 12 |  | 32 | 0 | 335 | 35 | 2 | 37 | 9 | 0 | 7 | 0 |  |  |  | 0 | 0 | 0 | 0 |  | 0
|  |  | Mansar | 3565 | 2 | 220 | 4 |  |  | 1 | 227 | 8 | 0 | 8 |  | 0 | 0 | 0 |  |  |  | 0 | 0 | 0 | 0 |  | 0
|  |  | Mauda Urban | 3591 | 24 | 33 | 9 |  | 4 | 1 | 67 | 13 | 0 | 13 |  | 0 | 0 | 0 |  |  |  | 0 | 0 | 0 | 0 |  | 0
|  |  | Modi Line | 3551 |  | 136 | 0 |  |  | 0 | 136 | 1 | 0 | 1 |  | 0 | 0 | 0 |  |  |  | 0 | 0 | 0 | 0 |  | 0
|  |  | MOUDA DIVISION | D658 | 1 | 511 | 0 |  |  | 0 | 512 | 1170 | 0 | 1170 | 2 | 0 | 0 | 0 |  |  |  | 0 | 0 | 3 | 30 |  | 0
|  |  | MOUDA SUB DN | S359 | 4 | 218 | 0 |  |  | 0 | 222 | 45 | 0 | 45 |  | 0 | 0 | 0 |  |  |  | 0 | 0 | 0 | 0 |  | 0
|  |  | Nagardhan | 3563 | 6 | 192 | 2 |  | 1 | 0 | 200 | 5 | 0 | 5 |  | 0 | 0 | 0 |  |  |  | 0 | 0 | 0 | 0 |  | 0
|  |  | Nayabazar | 3552 |  | 35 | 1 |  |  | 0 | 36 | 1 | 0 | 1 |  | 0 | 0 | 0 |  |  |  | 0 | 0 | 0 | 0 |  | 0
|  |  | Police Line | 3553 | 1 | 84 | 0 |  |  | 0 | 85 | 1 | 0 | 1 |  | 0 | 0 | 0 |  |  |  | 0 | 0 | 0 | 0 |  | 0
|  |  | Ramtek Rular | 3562 | 80 | 93 | 22 |  | 5 | 0 | 195 | 11 | 0 | 11 |  | 0 | 0 | 0 |  |  |  | 0 | 0 | 0 | 0 |  | 0
|  |  | RAMTEK SUB DN | S356 | 10 | 187 | 1 |  |  | 6 | 204 | 42 | 0 | 42 | 2 | 0 | 2 | 0 |  |  |  | 0 | 0 | 0 | 0 |  | 0
|  |  | Ramtek Urban | 3561 | 17 | 93 | 21 |  |  | 0 | 131 | 9 | 0 | 9 |  | 0 | 0 | 0 |  |  |  | 0 | 0 | 0 | 0 |  | 0
|  |  | Tarsa | 3592 | 5 | 32 | 4 |  |  | 0 | 41 | 14 | 1 | 15 |  | 0 | 0 | 0 |  |  |  | 0 | 0 | 0 | 0 |  | 0
|  |  | Wadoda DC | 3594 | 3 | 58 | 0 |  | 1 | 0 | 61 | 3 | 0 | 3 | 1 | 0 | 0 | 0 |  |  |  | 0 | 0 | 0 | 0 |  | 0
|  |  | Yerkheda DC | 3555 | 25 | 176 | 3 |  | 3 | 0 | 204 | 15 | 0 | 15 |  | 0 | 1 | 0 |  |  |  | 0 | 0 | 0 | 0 |  | 0
|  | DIVISION TOTAL |  |  | 300 | 3084 | 92 | 0 | 53 | 11 | 3487 | 1455 | 4 | 1459 | 16 | 0 | 10 | 0 | 0 | 0 | 0 | 0 | 16 | 3 | 30 | 0 | 0
|  | NAGPUR O&M DN NO 1 | Aroli | 3568 |  |  | 0 |  | 2 | 0 | 0 | 0 | 0 | 0 |  | 0 | 0 | 0 |  |  |  | 0 | 0 | 0 | 0 |  | 0
|  |  | bazargaon d/c | 3675 | 12 | 70 | 10 |  |  | 0 | 92 | 14 | 6 | 20 | 1 | 1 | 2 | 0 |  |  |  | 0 | 0 | 0 | 2 |  | 179
|  |  | Bela | 3573 | 3 | 24 | 0 |  | 1 | 0 | 27 | 8 | 0 | 8 |  | 0 | 0 | 0 |  |  |  | 0 | 0 | 0 | 0 |  | 0
|  |  | BESUR | 3584 | 14 | 39 | 3 |  | 2 | 0 | 56 | 46 | 0 | 46 |  | 0 | 0 | 0 |  |  |  | 0 | 0 | 0 | 0 |  | 0
|  |  | BHIWAPUR R-1 | 3583 | 1 | 6 | 3 |  |  | 0 | 10 | 27 | 13 | 40 |  | 0 | 0 | 0 |  |  |  | 0 | 0 | 0 | 0 |  | 0
|  |  | Bhiwapur Rural-2 | 3582 | 1 | 45 | 0 |  | 4 | 0 | 46 | 13 | 0 | 13 |  | 0 | 0 | 0 |  |  |  | 0 | 0 | 0 | 0 |  | 0
|  |  | BHIWAPUR SUB DN | S358 |  | 6 | 0 |  |  | 0 | 6 | 67 | 0 | 67 | 1 | 0 | 0 | 0 |  |  |  | 0 | 0 | 0 | 0 |  | 0
|  |  | Bhiwapur Urban | 3581 |  | 10 | 1 |  | 12 | 1 | 12 | 13 | 7 | 20 |  | 0 | 0 | 0 |  |  |  | 0 | 0 | 0 | 0 |  | 0
|  |  | Com Str Kamptee | W654 |  |  | 0 |  | 8351 | 0 | 0 | 0 | 0 | 0 |  | 0 | 0 | 0 |  |  |  | 0 | 0 | 0 | 0 |  | 0
|  |  | hudkeshwar d/c | 3674 | 16 | 84 | 4 |  |  | 0 | 104 | 41 | 0 | 41 | 1 | 0 | 0 | 0 |  |  |  | 0 | 0 | 0 | 0 |  | 0
|  |  | KUHI R SDN | S361 |  | 40 | 0 |  |  | 0 | 40 | 0 | 0 | 0 |  | 1 | 3 | 0 |  |  |  | 0 | 0 | 0 | 0 |  | 0
|  |  | kuhi rural | 3615 |  | 193 | 0 |  |  | 0 | 193 | 168 | 0 | 168 |  | 0 | 0 | 0 |  |  |  | 0 | 0 | 0 | 0 |  | 0
|  |  | Kuhi Urban | 3611 |  | 118 | 0 |  |  | 0 | 118 | 139 | 0 | 139 |  | 0 | 0 | 0 |  |  |  | 0 | 0 | 0 | 0 |  | 0
|  |  | madhal rural | 3613 |  | 20 | 0 |  |  | 0 | 20 | 137 | 0 | 137 |  | 0 | 0 | 0 |  |  |  | 0 | 0 | 0 | 0 |  | 0
|  |  | Mandal Urban | 3612 | 2 | 72 | 0 |  |  | 0 | 74 | 153 | 0 | 153 |  | 0 | 1 | 0 |  |  |  | 0 | 0 | 0 | 0 |  | 0
|  |  | Nagpur East | 3676 | 9 | 233 | 4 |  |  | 0 | 246 | 12 | 0 | 12 | 1 | 0 | 3 | 0 |  |  |  | 0 | 0 | 0 | 0 |  | 0
|  |  | NAGPUR O&M DN 1 | D654 |  | 51 | 0 |  | 183 | 0 | 51 | 360 | 0 | 360 | 1 | 111 | 5 | 0 |  |  |  | 350 | 25 | 13 | 15 |  | 0
|  |  | Nagpur U SDV1 | S367 |  | 83 | 0 |  |  | 0 | 83 | 30 | 0 | 30 |  | 0 | 0 | 0 |  |  |  | 0 | 50 | 0 | 0 |  | 0
|  |  | nagpur west | 3672 | 4 | 126 | 23 |  | 6 | 2 | 155 | 43 | 0 | 43 | 1 | 1 | 2 | 0 |  |  |  | 0 | 0 | 0 | 0 |  | 0
|  |  | Pachgaon D/c | 3576 | 1 | 14 | 0 |  |  | 0 | 15 | 3 | 0 | 3 | 1 | 0 | 3 | 0 |  |  |  | 0 | 0 | 0 | 0 |  | 0
|  |  | Rural-I D/c | 3575 | 1 | 25 | 0 |  | 1 | 0 | 26 | 18 | 0 | 18 |  | 0 | 0 | 0 |  |  |  | 0 | 0 | 0 | 0 |  | 0
|  |  | Sirsi D/c | 3574 |  | 17 | 1 |  |  | 0 | 18 | 11 | 0 | 11 |  | 0 | 0 | 0 |  |  |  | 0 | 0 | 0 | 0 |  | 0
|  |  | UMRED SUB DN | S357 |  | 31 | 0 |  | 13 | 0 | 31 | 114 | 1 | 115 |  | 0 | 5 | 0 |  |  |  | 0 | 40 | 0 | 0 |  | 0
|  |  | Uraban-II | 3572 | 16 | 56 | 0 |  |  | 0 | 72 | 7 | 0 | 7 | 1 | 0 | 0 | 0 |  |  |  | 0 | 0 | 0 | 0 |  | 0
|  |  | Urban-I | 3571 | 3 | 12 | 0 |  |  | 0 | 15 | 8 | 0 | 8 | 1 | 0 | 1 | 0 |  |  |  | 0 | 0 | 0 | 0 |  | 0
|  |  | veltur | 3614 |  | 67 | 0 |  |  | 0 | 67 | 175 | 0 | 175 |  | 0 | 0 | 0 |  |  |  | 0 | 0 | 0 | 0 |  | 0
|  |  | WADI 2 D/C (DEOL | 3673 | 1 | 98 | 1 |  | 1 | 1 | 101 | 7 | 2 | 9 | 2 | 0 | 1 | 0 |  |  |  | 0 | 0 | 0 | 0 |  | 0
|  |  | wadi1dc | 3671 |  | 149 | 41 |  | 2 | 0 | 190 | 22 | 0 | 22 | 1 | 0 | 0 | 0 |  |  |  | 0 | 0 | 0 | 0 |  | 0
|  | DIVISION TOTAL |  |  | 84 | 1689 | 91 | 0 | 8578 | 4 | 1868 | 1636 | 29 | 1665 | 12 | 114 | 26 | 0 | 0 | 0 | 0 | 350 | 115 | 13 | 17 | 0 | 179
|  | NAGPUR O&M DN NO II | badegaon | 3663 | 8 | 73 | 6 |  |  | 1 | 88 | 60 | 27 | 87 |  | 0 | 0 | 0 |  |  |  | 0 | 0 | 0 | 0 |  | 0
|  |  | dahegaon joshi | 5314 | 2 |  | 2 |  |  | 0 | 4 | 9 | 6 | 15 |  | 0 | 0 | 0 |  |  |  | 0 | 0 | 0 | 0 |  | 0
|  |  | DHAPEWADA | 3633 | 1 | 2 | 0 |  |  | 0 | 3 | 27 | 0 | 27 |  | 0 | 0 | 0 |  |  |  | 0 | 0 | 0 | 0 |  | 0
|  |  | GONDKHAIRY | 3635 |  |  | 0 |  |  | 0 | 0 | 7 | 0 | 7 |  | 0 | 0 | 0 |  |  |  | 0 | 0 | 0 | 0 |  | 0
|  |  | hudkeshwar d/c | 3674 |  |  | 0 |  | 9 | 0 | 0 | 0 | 1 | 1 |  | 0 | 0 | 0 |  |  |  | 0 | 0 | 0 | 0 |  | 0
|  |  | KALMESHWAR R-I | 3634 |  |  | 0 |  |  | 0 | 0 | 103 | 2 | 105 |  | 0 | 0 | 0 |  |  |  | 0 | 0 | 0 | 0 |  | 0
|  |  | KALMESHWAR R-II | 3632 |  |  | 0 |  |  | 0 | 0 | 8 | 1 | 9 |  | 0 | 0 | 0 |  |  |  | 0 | 0 | 0 | 0 |  | 0
|  |  | Kalmeshwar SDV | S363 |  |  | 0 |  |  | 0 | 0 | 4 | 0 | 4 |  | 0 | 0 | 0 |  |  |  | 0 | 0 | 0 | 0 |  | 0
|  |  | KALMESHWAR URBAN | 3631 |  | 3 | 0 |  |  | 0 | 3 | 1 | 0 | 1 |  | 0 | 0 | 0 |  |  |  | 0 | 0 | 0 | 0 |  | 0
|  |  | KELOD D/C | 3654 |  | 15 | 0 |  |  | 0 | 15 | 16 | 3 | 19 |  | 0 | 0 | 0 |  |  |  | 0 | 0 | 0 | 0 |  | 0
|  |  | khapa rural | 3662 | 17 | 35 | 0 |  | 9 | 0 | 52 | 3 | 0 | 3 |  | 1 | 0 | 0 |  |  |  | 0 | 0 | 0 | 0 |  | 0
|  |  | Khapa SDV | S366 |  |  | 0 |  |  | 0 | 0 | 14 | 0 | 14 |  | 0 | 0 | 0 |  |  |  | 0 | 0 | 0 | 0 |  | 0
|  |  | khapa urban | 3661 | 11 | 1 | 0 |  | 3 | 0 | 12 | 7 | 1 | 8 |  | 0 | 1 | 0 |  |  |  | 0 | 0 | 0 | 0 |  | 0
|  |  | Khaperkheda (R) | 3642 |  | 4 | 0 |  |  | 0 | 4 | 5 | 0 | 5 | 2 | 0 | 3 | 0 |  |  |  | 0 | 0 | 0 | 0 |  | 0
|  |  | Khaperkheda SDV | S364 |  | 3 | 0 |  |  | 0 | 3 | 4 | 0 | 4 | 2 | 0 | 0 | 0 |  |  |  | 0 | 0 | 0 | 0 |  | 0
|  |  | Khaperkheda Urba | 3641 |  | 11 | 0 |  |  | 0 | 11 | 5 | 0 | 5 |  | 0 | 1 | 0 |  |  |  | 0 | 0 | 0 | 0 |  | 0
|  |  | Mahadula | 3645 | 12 | 22 | 1 |  |  | 0 | 35 | 14 | 18 | 32 | 2 | 2 | 0 | 0 |  |  |  | 0 | 0 | 0 | 0 |  | 0
|  |  | MALEGAON D/C | 3656 | 20 | 41 | 0 |  |  | 0 | 61 | 29 | 2 | 31 |  | 1 | 0 | 0 |  |  |  | 0 | 0 | 0 | 0 |  | 0
|  |  | Nagpur East | 3676 |  |  | 0 |  | 100 | 0 | 0 | 0 | 0 | 0 |  | 1 | 0 | 0 |  |  |  | 0 | 0 | 0 | 0 |  | 0
|  |  | NAGPUR O&M DN II | D655 |  | 2 | 0 |  | 10 | 0 | 2 | 175 | 6 | 181 | 2 | 299 | 58 | 30 | 40 |  |  | 0 | 0 | 3 | 27 |  | 0
|  |  | Nagpur U SDV1 | S367 |  |  | 0 |  | 19 | 0 | 0 | 18 | 13 | 31 |  | 1 | 2 | 0 |  |  |  | 0 | 0 | 0 | 0 |  | 0
|  |  | nagpur west | 3672 |  |  | 0 |  | 28 | 0 | 0 | 0 | 0 | 0 |  | 1 | 0 | 0 |  |  |  | 0 | 0 | 0 | 0 |  | 0
|  |  | NANDA D/C | 3655 | 1 | 13 | 0 |  |  | 0 | 14 | 14 | 1 | 15 |  | 0 | 0 | 0 |  |  |  | 0 | 0 | 0 | 0 |  | 0
|  |  | NAVEGAON KHAIRY | 5313 |  | 13 | 0 |  |  | 0 | 13 | 4 | 0 | 4 |  | 0 | 3 | 0 |  |  |  | 0 | 0 | 0 | 0 |  | 0
|  |  | Parshioni SDV | S531 |  |  | 0 |  | 11 | 0 | 0 | 37 | 1 | 38 |  | 15 | 27 | 0 |  |  |  | 0 | 0 | 0 | 0 |  | 0
|  |  | Patansawangi (R) | 3644 |  | 12 | 0 |  |  | 0 | 12 | 4 | 0 | 4 | 1 | 3 | 2 | 0 |  |  |  | 0 | 0 | 0 | 0 |  | 0
|  |  | Patansawangi (U) | 3643 |  | 5 | 0 |  |  | 0 | 5 | 1 | 0 | 1 |  | 0 | 0 | 0 |  |  |  | 0 | 0 | 0 | 0 |  | 0
|  |  | ruler | 5312 |  | 1 | 0 |  |  | 0 | 1 | 5 | 0 | 5 |  | 0 | 2 | 0 |  |  |  | 0 | 0 | 0 | 0 |  | 0
|  |  | SAONER (R) D/C | 3653 | 1 | 1 | 0 |  |  | 0 | 2 | 15 | 0 | 15 |  | 0 | 0 | 0 |  |  |  | 0 | 0 | 0 | 0 |  | 0
|  |  | SAONER (U) D/C | 3651 |  | 52 | 7 |  |  | 0 | 59 | 12 | 1 | 13 |  | 0 | 0 | 0 |  |  |  | 0 | 0 | 0 | 0 |  | 0
|  |  | Saoner SDV | S365 | 49 | 2 | 0 |  |  | 0 | 51 | 18 | 0 | 18 |  | 3 | 8 | 0 |  |  |  | 0 | 0 | 0 | 0 |  | 0
|  |  | UMARI D/C | 3652 | 2 | 5 | 0 |  | 1 | 3 | 10 | 13 | 2 | 15 |  | 1 | 2 | 0 |  |  |  | 0 | 0 | 0 | 0 |  | 0
|  |  | Urban | 5311 |  | 26 | 0 |  |  | 0 | 26 | 16 | 8 | 24 |  | 0 | 5 | 0 |  |  |  | 0 | 0 | 0 | 0 |  | 0
|  |  | WADI 2 D/C (DEOL | 3673 |  |  | 0 |  | 2 | 0 | 0 | 5 | 2 | 7 |  | 1 | 3 | 0 |  |  |  | 0 | 0 | 0 | 0 |  | 0
|  | DIVISION TOTAL |  |  | 124 | 342 | 16 | 0 | 192 | 4 | 486 | 653 | 95 | 748 | 9 | 329 | 117 | 30 | 40 | 0 | 0 | 0 | 0 | 3 | 27 | 0 | 0
| CIRCLE TOTAL |  |  |  | 526 | 6229 | 218 | 0 | 10491 | 19 | 6992 | 6821 | 189 | 7010 | 45 | 507 | 256 | 194 | 100 | 0 | 0 | 350 | 131 | 21 | 286 | 0 | 179
| NAGPUR URBAN CIRCLE | Nagpur Urban Circle | Com Str Kamptee | W654 |  | 1490 | 0 |  | 3468 | 0 | 1490 | 1335 | 0 | 1335 | 18 | 0 | 0 | 0 | 9 |  |  | 0 | 0 | 0 | 189 |  | 0
|  |  | Nagpur Urban Cir | C699 |  |  | 0 |  |  | 0 | 0 | 0 | 0 | 0 |  | 0 | 0 | 0 | 30 |  |  | 0 | 0 | 0 | 0 |  | 0
|  | NAGPUR CONGRESS NAGAR URBAN DN | ajni dc | 6821 | 36 | 1 | 7 |  | 1 | 0 | 44 | 33 | 0 | 33 |  | 0 | 0 | 0 |  |  |  | 0 | 0 | 0 | 0 |  | 0
|  |  | dhantoli dc | 6822 | 90 | 3 | 1 |  | 6 | 0 | 94 | 54 | 0 | 54 |  | 0 | 0 | 0 |  |  |  | 0 | 0 | 0 | 0 |  | 0
|  |  | Gokulpeth D/c | 6812 | 48 | 1 | 25 |  | 21 | 0 | 74 | 9 | 0 | 9 |  | 0 | 0 | 0 |  |  |  | 0 | 0 | 0 | 0 |  | 0
|  |  | jaitala | 6835 | 49 | 5 | 7 |  |  | 0 | 61 | 9 | 1 | 10 | 1 | 1 | 0 | 0 |  |  |  | 0 | 0 | 0 | 0 |  | 0
|  |  | NAGPUR CON NAGAR | D673 | 771 |  | 30 |  |  | 0 | 801 | 582 | 0 | 582 | 3 | 224 | 140 | 0 | 20 |  |  | 0 | 0 | 19 | 63 |  | 0
|  |  | pratapnagar | 6831 | 70 | 2 | 6 |  | 4 | 1 | 79 | 19 | 1 | 20 | 1 | 0 | 0 | 0 |  |  |  | 0 | 0 | 0 | 0 |  | 0
|  |  | regent dc | 6823 | 35 | 1 | 0 |  | 1 | 0 | 36 | 4 | 0 | 4 |  | 0 | 8 | 0 |  |  |  | 0 | 0 | 0 | 0 |  | 0
|  |  | Shankar Nagr D/C | 6813 | 64 | 5 | 3 |  |  | 0 | 72 | 34 | 0 | 34 |  | 0 | 0 | 0 |  |  |  | 0 | 0 | 0 | 0 |  | 0
|  |  | somalwada | 6834 | 79 | 1 | 1 |  |  | 0 | 81 | 13 | 0 | 13 | 1 | 3 | 4 | 0 |  |  |  | 0 | 0 | 0 | 0 |  | 0
|  |  | telecomnagar | 6832 | 73 | 20 | 4 |  |  | 0 | 97 | 7 | 0 | 7 |  | 0 | 0 | 0 |  |  |  | 0 | 0 | 0 | 0 |  | 0
|  |  | trimurtinagar | 6833 | 84 |  | 16 |  |  | 0 | 100 | 1 | 0 | 1 | 1 | 0 | 0 | 0 |  |  |  | 0 | 0 | 0 | 0 |  | 0
|  |  | VNIT D/c | 6811 | 22 |  | 0 |  |  | 0 | 22 | 20 | 0 | 20 |  | 0 | 0 | 0 |  |  |  | 0 | 0 | 0 | 0 |  | 0
|  | DIVISION TOTAL |  |  | 1421 | 39 | 100 | 0 | 33 | 1 | 1561 | 785 | 2 | 787 | 7 | 228 | 152 | 0 | 20 | 0 | 0 | 0 | 0 | 19 | 63 | 0 | 0
|  | NAGPUR MIDC URBAN DN - Hingana | Adegaon | 3627 | 6 | 1 | 1 |  | 2 | 2 | 10 | 15 | 0 | 15 |  | 0 | 0 | 0 |  |  |  | 0 | 0 | 0 | 0 |  | 0
|  |  | Butibori (Rural) | 5624 | 5 |  | 9 |  | 1 | 0 | 14 | 81 | 0 | 81 |  | 0 | 0 | 0 |  |  |  | 0 | 0 | 0 | 0 |  | 0
|  |  | Butibori (Urban) | 5621 | 31 | 2 | 7 |  | 6 | 4 | 44 | 24 | 0 | 24 |  | 0 | 0 | 0 |  |  |  | 0 | 0 | 0 | 0 |  | 0
|  |  | Butibori Sub-div | S562 | 13 | 2 | 2 |  |  | 1 | 18 | 95 | 20 | 115 | 2 | 9 | 11 | 0 | 5 |  |  | 0 | 0 | 0 | 0 |  | 0
|  |  | Butibori-MIDC | 5622 | 7 |  | 0 |  |  | 0 | 7 | 3 | 0 | 3 | 2 | 0 | 0 | 0 |  |  |  | 0 | 0 | 0 | 0 |  | 0
|  |  | Gumgaon | 3623 | 12 |  | 30 |  | 9 | 5 | 47 | 40 | 7 | 47 |  | 0 | 0 | 0 | 1 |  |  | 0 | 0 | 0 | 0 |  | 0
|  |  | Hingna Sub-divis | S362 | 20 |  | 2 |  | 1 | 0 | 22 | 74 | 0 | 74 | 2 | 1 | 3 | 0 |  |  |  | 0 | 0 | 0 | 0 |  | 0
|  |  | Hingna-R-I | 3621 | 97 | 1 | 36 |  | 1 | 12 | 146 | 37 | 31 | 68 |  | 0 | 3 | 0 | 3 |  |  | 0 | 0 | 0 | 0 |  | 0
|  |  | Hingna-R-II | 3625 | 11 |  | 6 |  | 12 | 2 | 19 | 49 | 0 | 49 |  | 0 | 0 | 0 |  |  |  | 0 | 0 | 0 | 0 |  | 0
|  |  | Kanholibara | 3626 | 14 |  | 5 |  | 2 | 0 | 19 | 8 | 0 | 8 |  | 0 | 0 | 0 |  |  |  | 0 | 0 | 0 | 0 |  | 0
|  |  | Khapri | 5623 | 31 |  | 1 |  |  | 3 | 35 | 43 | 0 | 43 | 7 | 0 | 0 | 0 |  |  |  | 0 | 0 | 0 | 0 |  | 0
|  |  | MIDC II | 6911 | 6 |  | 0 |  |  | 0 | 6 | 3 | 0 | 3 |  | 3 | 0 | 0 |  |  |  | 0 | 0 | 0 | 0 |  | 0
|  |  | Mohagaon | 3624 | 19 |  | 4 |  | 1 | 0 | 23 | 48 | 0 | 48 |  | 0 | 3 | 0 |  |  |  | 0 | 0 | 0 | 0 |  | 0
|  |  | NAGPUR MIDC S I | S690 | 1 |  | 0 |  | 44 | 0 | 1 | 64 | 0 | 64 |  | 0 | 0 | 0 | 2 |  |  | 0 | 0 | 0 | 0 |  | 0
|  |  | NAGPUR MIDC U DN | D678 |  |  | 0 | 400 | 1414 | 0 | 0 | 1020 | 0 | 1020 |  | 0 | 0 | 0 | 7 |  |  | 0 | 0 | 77 | 213 |  | 0
|  |  | Takalghat | 5625 | 44 |  | 4 |  |  | 3 | 51 | 69 | 0 | 69 |  | 0 | 0 | 0 |  |  |  | 0 | 0 | 0 | 0 |  | 0
|  |  | WADI | 6903 | 16 |  | 1 |  |  | 0 | 17 | 3 | 0 | 3 |  | 1 | 0 | 0 |  |  |  | 0 | 0 | 0 | 0 |  | 0
|  |  | Wanadongri | 3622 | 6 |  | 2 |  | 6 | 6 | 14 | 17 | 7 | 24 |  | 0 | 0 | 0 |  |  |  | 0 | 0 | 0 | 0 |  | 0
|  | DIVISION TOTAL |  |  | 339 | 6 | 110 | 400 | 1499 | 38 | 493 | 1693 | 65 | 1758 | 13 | 14 | 20 | 0 | 18 | 0 | 0 | 0 | 0 | 77 | 213 | 0 | 0
| CIRCLE TOTAL |  |  |  | 1760 | 1535 | 210 | 400 | 5000 | 39 | 3544 | 3813 | 67 | 3880 | 38 | 242 | 172 | 0 | 77 | 0 | 0 | 0 | 0 | 96 | 465 | 0 | 0
| WARDHA CIRCLE | Wardha O&M Circle | Com Str Kamptee | W654 |  |  | 0 |  | 6158 | 0 | 0 | 1000 | 0 | 1000 | 15 | 0 | 0 | 0 |  |  |  | 0 | 0 | 0 | 0 |  | 0
|  | Arvi Division | ANTORA | 3773 |  |  | 0 |  |  | 0 | 0 | 1 | 0 | 1 |  | 0 | 0 | 0 |  |  |  | 0 | 0 | 0 | 0 |  | 0
|  |  | Arvi Div | D184 |  |  | 0 |  |  | 0 | 0 | 20 | 0 | 20 |  | 35 | 18 | 0 |  |  |  | 60 | 0 | 0 | 0 |  | 4
|  |  | Arvi R-1 | 3782 | 4 | 1 | 2 |  |  | 2 | 9 | 1 | 0 | 1 |  | 0 | 0 | 0 |  |  |  | 0 | 0 | 0 | 0 |  | 0
|  |  | Arvi R-2 Nandpur | 3783 | 1 | 7 | 0 |  | 5 | 0 | 8 | 4 | 0 | 4 |  | 0 | 0 | 0 |  |  |  | 0 | 0 | 0 | 0 |  | 0
|  |  | Arvi Urban | 3781 | 3 | 4 | 0 |  |  | 1 | 8 | 0 | 0 | 0 |  | 1 | 0 | 0 |  |  |  | 0 | 0 | 0 | 0 |  | 0
|  |  | ARVI URBAN S/DN | S378 |  |  | 0 |  |  | 0 | 0 | 9 | 0 | 9 |  | 0 | 0 | 0 |  |  |  | 0 | 0 | 0 | 0 |  | 0
|  |  | ASHTI RURAL | 3771 |  |  | 3 |  |  | 0 | 3 | 3 | 0 | 3 |  | 0 | 0 | 0 |  |  |  | 0 | 0 | 0 | 0 |  | 0
|  |  | ASHTI SUB DN | S377 |  |  | 0 |  |  | 0 | 0 | 48 | 1 | 49 | 1 | 0 | 0 | 0 |  |  |  | 0 | 0 | 0 | 0 |  | 0
|  |  | ASHTI URBAN | 3772 |  | 2 | 3 |  |  | 0 | 5 | 1 | 0 | 1 |  | 0 | 0 | 0 |  |  |  | 0 | 0 | 0 | 0 |  | 0
|  |  | KANNAMWARGRAM | 3795 |  | 4 | 1 |  | 2 | 0 | 5 | 12 | 0 | 12 |  | 0 | 0 | 0 |  |  |  | 0 | 0 | 0 | 0 |  | 0
|  |  | KARANJA DC -I | 3791 | 4 | 8 | 0 |  | 26 | 2 | 14 | 15 | 1 | 16 |  | 1 | 0 | 0 |  |  |  | 0 | 0 | 0 | 0 |  | 0
|  |  | KARANJA DC -II | 3792 | 1 | 7 | 0 |  |  | 0 | 8 | 14 | 0 | 14 |  | 0 | 0 | 0 |  |  |  | 0 | 0 | 0 | 0 |  | 0
|  |  | KARANJA SUB DN | S379 | 1 | 12 | 0 |  | 8 | 1 | 14 | 267 | 0 | 267 |  | 0 | 35 | 0 |  |  |  | 0 | 0 | 0 | 0 |  | 0
|  |  | KHARANGANA (R) | S380 |  |  | 0 |  | 279 | 23 | 23 | 28 | 0 | 28 |  | 0 | 0 | 0 |  |  |  | 0 | 0 | 0 | 0 |  | 0
|  |  | Kharangana 1 | 3801 |  | 8 | 2 |  |  | 0 | 10 | 6 | 0 | 6 |  | 0 | 0 | 0 |  |  |  | 0 | 0 | 0 | 0 |  | 0
|  |  | Kharangana 2 | 3802 | 9 | 8 | 4 |  |  | 0 | 21 | 3 | 0 | 3 |  | 0 | 0 | 0 |  |  |  | 0 | 0 | 0 | 0 |  | 0
|  |  | Nachangaon DC | 3764 | 10 | 11 | 2 |  | 1 | 0 | 23 | 11 | 0 | 11 |  | 0 | 0 | 0 |  |  |  | 0 | 0 | 0 | 0 |  | 0
|  |  | Pimpalkhuta | 3803 | 2 | 1 | 0 |  |  | 0 | 3 | 4 | 0 | 4 |  | 0 | 0 | 0 |  |  |  | 0 | 0 | 0 | 0 |  | 0
|  |  | PULGAON URBAN | S376 | 2 |  | 0 |  |  | 0 | 2 | 100 | 0 | 100 |  | 0 | 10 | 0 |  |  |  | 0 | 0 | 0 | 0 |  | 0
|  |  | Pulgaon rural | 3766 | 1 | 5 | 3 |  |  | 0 | 9 | 4 | 0 | 4 |  | 0 | 0 | 0 |  |  |  | 0 | 0 | 0 | 0 |  | 0
|  |  | Rohana | 3785 |  |  | 1 |  |  | 0 | 1 | 5 | 0 | 5 |  | 0 | 0 | 0 |  |  |  | 0 | 0 | 0 | 0 |  | 0
|  |  | SAHUR | 3774 | 1 | 12 | 0 |  |  | 1 | 14 | 2 | 1 | 3 |  | 0 | 0 | 0 |  |  |  | 0 | 0 | 0 | 0 |  | 0
|  |  | SARWADI DC | 3794 | 14 | 22 | 2 |  | 13 | 1 | 39 | 27 | 1 | 28 |  | 1 | 0 | 0 |  |  |  | 0 | 0 | 0 | 0 |  | 0
|  |  | TALEGAON (S.P.) | 3775 | 1 | 4 | 0 |  | 1 | 0 | 5 | 14 | 0 | 14 |  | 0 | 0 | 0 |  |  |  | 0 | 0 | 0 | 0 |  | 0
|  |  | THANEGAON DC | 3793 |  | 5 | 0 |  |  | 0 | 5 | 5 | 0 | 5 |  | 0 | 0 | 0 |  |  |  | 0 | 0 | 0 | 0 |  | 0
|  |  | URBAN-1 | 3761 | 6 | 3 | 0 |  | 2 | 0 | 9 | 1 | 0 | 1 |  | 0 | 0 | 0 |  |  |  | 0 | 0 | 0 | 0 |  | 0
|  |  | URBAN-2 | 3762 | 2 | 5 | 1 |  |  | 1 | 9 | 1 | 0 | 1 |  | 0 | 0 | 0 |  |  |  | 0 | 0 | 0 | 0 |  | 0
|  |  | Vendor Store Loc | V001 |  |  | 0 |  |  | 0 | 0 | 0 | 0 | 0 |  | 0 | 16 | 0 |  |  |  | 0 | 0 | 0 | 0 |  | 0
|  |  | Vijaygopal | 3763 | 2 |  | 0 |  |  | 0 | 2 | 0 | 0 | 0 |  | 0 | 0 | 0 |  |  |  | 0 | 0 | 0 | 0 |  | 0
|  |  | Virul | 3765 | 3 | 18 | 4 |  |  | 1 | 26 | 0 | 0 | 0 |  | 0 | 0 | 0 |  |  |  | 0 | 0 | 0 | 0 |  | 0
|  |  | Wadhona | 3804 | 10 | 9 | 0 |  |  | 1 | 20 | 5 | 0 | 5 |  | 0 | 0 | 0 |  |  |  | 0 | 0 | 0 | 0 |  | 0
|  |  | Wardhamaneri | 3784 |  | 7 | 2 |  |  | 0 | 9 | 2 | 0 | 2 |  | 0 | 0 | 0 |  |  |  | 0 | 0 | 0 | 0 |  | 0
|  | DIVISION TOTAL |  |  | 77 | 163 | 30 | 0 | 337 | 34 | 304 | 613 | 4 | 617 | 1 | 38 | 79 | 0 | 0 | 0 | 0 | 60 | 0 | 0 | 0 | 0 | 4
|  | Hinganghat Division | allipur | 3734 | 45 | 33 | 18 |  | 1 | 12 | 108 | 10 | 0 | 10 |  | 0 | 1 | 0 |  |  |  | 0 | 0 | 0 | 0 |  | 0
|  |  | Girad | 3754 | 65 | 46 | 26 |  |  | 0 | 137 | 84 | 0 | 84 |  | 0 | 0 | 0 |  |  |  | 0 | 0 | 0 | 0 |  | 0
|  |  | Hinganghat Div | D183 |  |  | 0 |  |  | 0 | 0 | 112 | 0 | 112 |  | 47 | 8 | 0 |  |  |  | 30 | 0 | 0 | 0 |  | 0
|  |  | HINGANGHAT (U) | S374 | 10 | 10 | 0 |  |  | 0 | 20 | 51 | 0 | 51 |  | 0 | 0 | 0 |  |  |  | 0 | 0 | 0 | 0 |  | 0
|  |  | Hinganghat rural | 3735 | 30 | 11 | 25 |  |  | 12 | 78 | 5 | 1 | 6 |  | 0 | 1 | 0 |  |  |  | 0 | 0 | 0 | 0 |  | 0
|  |  | HINGHANGHAT S/DN | S373 |  |  | 7 |  | 3 | 0 | 7 | 20 | 0 | 20 |  | 1 | 3 | 0 |  |  |  | 0 | 0 | 0 | 0 |  | 0
|  |  | Jamb | 3755 | 3 | 6 | 0 |  |  | 0 | 9 | 18 | 0 | 18 |  | 0 | 1 | 0 |  |  |  | 0 | 0 | 0 | 0 |  | 0
|  |  | kangaon | 3732 | 10 | 11 | 18 | 1 | 4 | 3 | 42 | 0 | 0 | 0 |  | 0 | 0 | 0 |  |  |  | 0 | 0 | 0 | 0 |  | 0
|  |  | Mandgao | 3752 | 55 | 7 | 11 | 1 | 5 | 4 | 77 | 9 | 0 | 9 |  | 0 | 1 | 0 |  |  |  | 0 | 0 | 0 | 0 |  | 0
|  |  | Nandori | 3753 | 9 | 13 | 0 |  |  | 0 | 22 | 1 | 0 | 1 | 1 | 0 | 0 | 0 |  |  |  | 0 | 0 | 0 | 0 |  | 0
|  |  | Pohona | 3731 | 47 | 12 | 13 | 48 | 38 | 5 | 77 | 9 | 1 | 10 |  | 0 | 0 | 0 |  |  |  | 0 | 0 | 0 | 0 |  | 0
|  |  | Samudrapur | 3751 | 16 | 12 | 0 |  | 4 | 5 | 33 | 3 | 0 | 3 |  | 0 | 0 | 0 |  |  |  | 0 | 0 | 0 | 0 |  | 0
|  |  | SAMUDRAPUR RURAL | S375 | 1 |  | 0 |  |  | 0 | 1 | 3 | 0 | 3 |  | 3 | 8 | 0 |  |  |  | 0 | 0 | 0 | 0 |  | 0
|  |  | Section Office 1 | 3741 | 17 | 32 | 11 |  |  | 6 | 66 | 5 | 0 | 5 |  | 1 | 0 | 0 |  |  |  | 0 | 0 | 0 | 0 |  | 0
|  |  | Section Office 2 | 3742 | 10 | 73 | 0 |  |  | 5 | 88 | 22 | 0 | 22 |  | 1 | 0 | 0 |  |  |  | 0 | 0 | 0 | 0 |  | 0
|  |  | SECTION OFFICE 3 | 3743 | 21 | 37 | 0 |  |  | 0 | 58 | 9 | 0 | 9 |  | 0 | 0 | 0 |  |  |  | 0 | 0 | 0 | 0 |  | 0
|  |  | wadner | 3733 | 90 | 35 | 13 |  | 10 | 7 | 145 | 6 | 3 | 9 |  | 1 | 1 | 0 |  |  |  | 0 | 0 | 0 | 0 |  | 0
|  | DIVISION TOTAL |  |  | 429 | 338 | 142 | 50 | 65 | 59 | 968 | 367 | 5 | 372 | 1 | 54 | 24 | 0 | 0 | 0 | 0 | 30 | 0 | 0 | 0 | 0 | 0
|  | Wardha Division | Anji - I | 3722 | 4 | 23 | 0 |  |  | 0 | 27 | 4 | 0 | 4 |  | 0 | 1 | 0 |  |  |  | 0 | 0 | 0 | 0 |  | 0
|  |  | Anji - II | 3723 | 29 |  | 3 | 1 |  | 0 | 32 | 3 | 2 | 5 |  | 0 | 0 | 0 |  |  |  | 0 | 0 | 0 | 0 |  | 0
|  |  | Bhidi DC | 3695 | 1 | 16 | 8 |  |  | 0 | 25 | 26 | 0 | 26 |  | 0 | 0 | 0 |  |  |  | 0 | 0 | 0 | 0 |  | 0
|  |  | DC-1 | 3681 |  | 42 | 1 |  |  | 0 | 43 | 0 | 0 | 0 |  | 0 | 0 | 0 |  |  |  | 0 | 0 | 0 | 0 |  | 0
|  |  | DC-2 | 3682 | 63 | 3 | 10 |  | 1 | 1 | 77 | 6 | 0 | 6 |  | 0 | 3 | 0 |  |  |  | 0 | 0 | 0 | 0 |  | 0
|  |  | DC-3 | 3683 | 19 | 1 | 13 |  | 3 | 1 | 34 | 2 | 0 | 2 |  | 1 | 3 | 0 |  |  |  | 0 | 0 | 0 | 0 |  | 0
|  |  | DC-4 | 3684 | 27 | 7 | 4 |  | 2 | 0 | 38 | 1 | 0 | 1 |  | 0 | 0 | 0 |  |  |  | 0 | 0 | 0 | 0 |  | 0
|  |  | DC-5 | 3685 |  | 13 | 1 |  |  | 0 | 14 | 3 | 0 | 3 |  | 0 | 0 | 0 |  |  |  | 0 | 0 | 0 | 0 |  | 0
|  |  | DC-6 | 3686 | 2 | 22 | 0 |  |  | 0 | 24 | 3 | 0 | 3 |  | 0 | 0 | 0 |  |  |  | 0 | 0 | 0 | 0 |  | 0
|  |  | DC-7 | 3687 | 3 | 20 | 0 |  |  | 0 | 23 | 2 | 0 | 2 |  | 0 | 4 | 0 |  |  |  | 0 | 0 | 0 | 0 |  | 0
|  |  | deoli rural | 3692 | 4 | 6 | 0 |  |  | 0 | 10 | 14 | 0 | 14 |  | 2 | 0 | 0 |  |  |  | 0 | 0 | 0 | 0 |  | 0
|  |  | DEOLI RURAL S/DN | S369 |  |  | 0 |  |  | 1 | 1 | 70 | 0 | 70 |  | 0 | 5 | 0 |  |  |  | 0 | 0 | 0 | 0 |  | 0
|  |  | DEOLI URBAN | 3691 | 3 | 23 | 0 |  |  | 0 | 26 | 1 | 0 | 1 |  | 0 | 0 | 0 |  |  |  | 0 | 0 | 0 | 0 |  | 4
|  |  | Ghorad | 3704 | 1 | 12 | 0 |  | 1 | 3 | 16 | 1 | 0 | 1 |  | 0 | 0 | 0 |  |  |  | 0 | 0 | 0 | 0 |  | 0
|  |  | Giroli DC | 3694 | 1 | 9 | 6 |  |  | 0 | 16 | 3 | 0 | 3 |  | 0 | 0 | 0 |  |  |  | 0 | 0 | 1 | 100 |  | 0
|  |  | Hingni | 3702 | 5 | 5 | 6 |  | 1 | 0 | 16 | 7 | 0 | 7 |  | 0 | 0 | 0 |  |  |  | 0 | 0 | 0 | 0 |  | 0
|  |  | Kelzar | 3705 | 22 | 40 | 13 |  |  | 1 | 76 | 35 | 0 | 35 |  | 0 | 1 | 0 |  |  |  | 0 | 0 | 0 | 0 |  | 4
|  |  | Kharangana(G) | 3714 | 3 | 16 | 2 |  |  | 0 | 21 | 11 | 0 | 11 |  | 0 | 0 | 0 |  |  |  | 0 | 0 | 0 | 0 |  | 0
|  |  | Pawnar | 3706 | 3 | 26 | 2 |  | 2 | 0 | 31 | 3 | 0 | 3 |  | 0 | 0 | 0 |  |  |  | 0 | 0 | 0 | 0 |  | 0
|  |  | Pipri | 3724 | 37 | 277 | 1 |  |  | 4 | 319 | 4 | 0 | 4 |  | 0 | 0 | 0 |  |  |  | 0 | 0 | 0 | 0 |  | 0
|  |  | Rehki | 3703 | 13 | 12 | 11 |  | 2 | 3 | 39 | 17 | 0 | 17 |  | 0 | 0 | 0 |  |  |  | 0 | 0 | 0 | 0 |  | 0
|  |  | Salod(H) | 3713 | 2 | 15 | 0 |  |  | 0 | 17 | 4 | 1 | 5 |  | 0 | 0 | 0 |  |  |  | 0 | 1 | 0 | 0 |  | 0
|  |  | Seloo (U) | 3701 | 3 | 29 | 9 |  | 4 | 2 | 43 | 10 | 0 | 10 |  | 0 | 0 | 0 |  |  |  | 0 | 0 | 0 | 0 |  | 0
|  |  | SELU RURAL S/DN | S370 |  | 10 | 0 |  |  | 0 | 10 | 27 | 0 | 27 |  | 5 | 1 | 0 |  |  |  | 0 | 24 | 0 | 0 |  | 0
|  |  | Sewagram -II | 3716 |  | 7 | 0 |  |  | 2 | 9 | 0 | 0 | 0 |  | 0 | 0 | 0 |  |  |  | 0 | 0 | 0 | 0 |  | 0
|  |  | Sewagram-I | 3712 | 16 | 26 | 4 |  |  | 2 | 48 | 1 | 0 | 1 |  | 0 | 0 | 0 |  |  |  | 0 | 0 | 0 | 0 |  | 0
|  |  | Sindi (Rly) | 3707 |  | 33 | 2 |  |  | 1 | 36 | 9 | 0 | 9 |  | 0 | 0 | 0 |  |  |  | 0 | 0 | 0 | 0 |  | 0
|  |  | Talegaon(T) | 3711 |  |  | 0 |  |  | 0 | 0 | 1 | 0 | 1 |  | 0 | 1 | 0 |  |  |  | 0 | 0 | 0 | 0 |  | 0
|  |  | Waigaon | 3693 | 4 | 12 | 14 |  |  | 6 | 36 | 42 | 0 | 42 |  | 0 | 0 | 0 |  |  |  | 0 | 0 | 0 | 0 |  | 0
|  |  | Wardha Div | D181 |  |  | 0 |  |  | 0 | 0 | 93 | 0 | 93 |  | 0 | 6 | 0 |  |  |  | 10 | 0 | 20 | 66 |  | 0
|  |  | Wardha R-I | 3715 | 2 | 201 | 0 |  |  | 0 | 203 | 9 | 0 | 9 |  | 0 | 1 | 0 |  |  |  | 0 | 0 | 0 | 0 |  | 0
|  |  | WARDHA S/DN. R-I | S371 |  |  | 0 |  |  | 0 | 0 | 6 | 0 | 6 |  | 0 | 2 | 0 |  |  |  | 32 | 23 | 0 | 0 |  | 0
|  |  | WARDHA S/DN.R-II | S372 |  |  | 1 |  |  | 0 | 1 | 35 | 0 | 35 |  | 0 | 0 | 31 |  |  |  | 0 | 20 | 0 | 0 |  | 2
|  |  | WARDHA URBAN | S368 | 6 | 40 | 0 |  |  | 0 | 46 | 10 | 0 | 10 |  | 0 | 0 | 0 |  |  |  | 31 | 24 | 0 | 0 |  | 4
|  |  | WR-II | 3721 | 4 | 35 | 2 |  |  | 0 | 41 | 7 | 0 | 7 |  | 0 | 0 | 0 |  |  |  | 0 | 0 | 0 | 0 |  | 0
|  |  | Yelakeli | 3725 |  | 33 | 0 |  |  | 0 | 33 | 0 | 0 | 0 |  | 0 | 0 | 0 |  |  |  | 0 | 0 | 0 | 0 |  | 0
|  | DIVISION TOTAL |  |  | 277 | 1014 | 113 | 1 | 16 | 27 | 1431 | 470 | 3 | 473 | 0 | 8 | 28 | 31 | 0 | 0 | 0 | 73 | 92 | 21 | 166 | 0 | 14
| CIRCLE TOTAL |  |  |  | 783 | 1515 | 285 | 51 | 6576 | 120 | 2703 | 2450 | 12 | 2462 | 17 | 100 | 131 | 31 | 0 | 0 | 0 | 163 | 92 | 21 | 166 | 0 | 18
ZONE TOTAL |  |  |  |  | 3069 | 9279 | 713 | 451 | 22067 | 178 | 13239 | 13084 | 268 | 13352 | 100 | 849 | 559 | 225 | 177 | 0 | 0 | 513 | 223 | 138 | 917 | 0 | 197
CHANDRAPUR ZONE | CHANDRAPUR CIRCLE | Chandrapur O&M Circle | Chandrapur O&M C | C640 |  |  | 0 |  |  | 0 | 0 | 0 | 0 | 0 |  | 0 | 0 | 0 |  |  |  | 0 | 0 | 0 | 51 |  | 0
|  |  | Chandrapur Test | T640 |  |  | 0 |  |  | 0 | 0 | 0 | 0 | 0 |  | 0 | 0 | 0 |  |  |  | 0 | 0 | 7 | 31 |  | 0
|  |  | Cm St chandrapur | W641 |  |  | 0 |  |  | 0 | 0 | 2 | 0 | 2 |  | 0 | 0 | 0 |  |  |  | 0 | 0 | 123 | 172 |  | 0
|  |  | com. Str.Kamptee | W654 |  |  | 0 |  |  | 0 | 0 | 7 | 0 | 7 |  | 0 | 0 | 0 |  |  |  | 0 | 0 | 0 | 0 |  | 0
|  | Ballarshah Division | BALLARSHA URBAN | S325 |  |  | 0 |  |  | 0 | 0 | 2 | 0 | 2 |  | 0 | 0 | 0 |  |  |  | 0 | 0 | 0 | 0 | 1 | 0
|  |  | Ballarshah DCIII | 3254 | 1 |  | 0 |  |  | 0 | 1 | 0 | 0 | 0 | 1 | 4 | 21 | 0 |  |  |  | 0 | 0 | 0 | 0 |  | 0
|  |  | Ballarshah Div | D648 |  | 10 | 0 |  |  | 0 | 10 | 5 | 0 | 5 |  | 133 | 5 | 0 | 20 |  |  | 4 | 0 | 0 | 0 | 2 | 0
|  |  | BALLARSHAH R-DC | 3253 | 7 | 2 | 1 |  |  | 1 | 11 | 5 | 0 | 5 |  | 2 | 0 | 0 |  |  |  | 0 | 0 | 0 | 0 | 1 | 0
|  |  | DC-1,BALLARSHAH | 3251 | 13 |  | 0 |  |  | 0 | 13 | 0 | 2 | 2 |  | 1 | 2 | 0 |  |  |  | 0 | 0 | 0 | 0 |  | 0
|  |  | DC-II,Ballarshah | 3252 | 2 |  | 0 |  |  | 0 | 2 | 1 | 0 | 1 |  | 0 | 0 | 0 |  |  |  | 0 | 0 | 0 | 0 |  | 0
|  |  | Dhaba DC | 3294 |  | 24 | 1 |  |  | 0 | 25 | 1 | 3 | 4 |  | 0 | 0 | 0 |  |  |  | 0 | 0 | 0 | 0 |  | 0
|  |  | Gadchandur DC-1 | 3301 | 53 | 1 | 1 |  |  | 0 | 55 | 5 | 0 | 5 |  | 0 | 1 | 0 |  |  |  | 0 | 0 | 0 | 0 |  | 0
|  |  | Gadchandur DC-2 | 3302 |  |  | 0 |  |  | 0 | 0 | 1 | 3 | 4 |  | 0 | 0 | 0 |  |  |  | 0 | 0 | 0 | 0 |  | 0
|  |  | GADCHANDUR S/DN. | S330 |  | 6 | 0 |  |  | 0 | 6 | 2 | 1 | 3 | 1 | 2 | 1 | 0 |  |  |  | 0 | 0 | 0 | 0 | 5 | 0
|  |  | Gondpipari D/C-I | 3291 | 2 | 12 | 1 |  |  | 0 | 15 | 9 | 0 | 9 |  | 0 | 0 | 0 |  |  |  | 0 | 0 | 0 | 0 | 4 | 0
|  |  | GondpipariD/CII | 3292 | 2 | 14 | 3 |  |  | 1 | 20 | 9 | 0 | 9 |  | 0 | 0 | 0 |  |  |  | 0 | 0 | 0 | 0 |  | 0
|  |  | GONDPIPRI S/DN. | S329 |  | 9 | 0 |  |  | 0 | 9 | 1 | 0 | 1 | 3 | 0 | 0 | 0 |  |  |  | 0 | 0 | 0 | 0 |  | 0
|  |  | jiwati | 8341 | 1 | 45 | 3 |  |  | 0 | 49 | 3 | 0 | 3 |  | 0 | 0 | 0 |  |  |  | 0 | 0 | 0 | 0 |  | 0
|  |  | Korapana | 3303 | 29 |  | 0 |  | 2 | 0 | 29 | 13 | 2 | 15 | 2 | 1 | 0 | 0 |  |  |  | 0 | 0 | 0 | 0 |  | 0
|  |  | KOTHARI DC, BALA | 3255 |  | 3 | 0 |  |  | 0 | 3 | 1 | 0 | 1 |  | 0 | 0 | 0 |  |  |  | 0 | 0 | 0 | 0 |  | 0
|  |  | Pombhurna DC | 8331 | 3 | 20 | 1 |  | 1 | 0 | 24 | 7 | 0 | 7 |  | 1 | 0 | 0 |  |  |  | 0 | 0 | 0 | 0 | 1 | 0
|  |  | RAJURA DC-I | 3281 | 42 | 7 | 3 |  | 1 | 0 | 52 | 11 | 0 | 11 |  | 0 | 1 | 0 |  |  |  | 0 | 0 | 0 | 0 |  | 0
|  |  | RAJURA DC-II | 3282 |  | 13 | 0 |  | 7 | 0 | 13 | 13 | 0 | 13 |  | 0 | 1 | 0 |  |  |  | 0 | 0 | 0 | 0 |  | 0
|  |  | RAJURA S/DN. | S328 |  | 2 | 0 |  |  | 0 | 2 | 17 | 0 | 17 | 2 | 0 | 1 | 0 |  |  |  | 0 | 0 | 0 | 0 | 2 | 0
|  |  | WIRUR DC | 3283 | 7 | 15 | 0 |  |  | 0 | 22 | 0 | 0 | 0 |  | 1 | 0 | 0 |  |  |  | 0 | 0 | 0 | 0 |  | 0
|  | DIVISION TOTAL |  |  | 162 | 183 | 14 | 0 | 11 | 2 | 361 | 106 | 11 | 117 | 9 | 145 | 33 | 0 | 20 | 0 | 0 | 4 | 0 | 0 | 0 | 16 | 0
|  | Chandrapur Division | Babupeth D/C | 3242 | 28 | 2 | 2 |  |  | 1 | 33 | 0 | 0 | 0 | 1 | 0 | 0 | 0 |  |  |  | 0 | 0 | 0 | 0 |  | 0
|  |  | Balaji D/C | 3243 | 12 |  | 1 |  |  | 0 | 13 | 2 | 0 | 2 |  | 0 | 0 | 0 |  |  |  | 0 | 0 | 0 | 0 |  | 0
|  |  | Chandrapur Div | D641 | 30 | 20 | 0 |  | 10 | 0 | 50 | 71 | 1 | 72 | 2 | 150 | 6 | 0 | 40 |  |  | 0 | 0 | 0 | 5 |  | 0
|  |  | CHANDRAPUR I (U) | S324 | 10 |  | 0 |  |  | 0 | 10 | 6 | 0 | 6 |  | 0 | 0 | 0 |  |  |  | 0 | 0 | 0 | 0 |  | 0
|  |  | CHANDRAPUR S/DN. | S327 |  |  | 0 |  |  | 0 | 0 | 0 | 0 | 0 | 1 | 0 | 0 | 0 |  |  |  | 0 | 0 | 0 | 0 |  | 0
|  |  | CHANDRAPUR-II(U) | S326 |  |  | 0 |  |  | 0 | 0 | 1 | 0 | 1 |  | 0 | 0 | 0 |  |  |  | 0 | 0 | 0 | 0 |  | 0
|  |  | Ghugus DC | 3272 | 10 | 7 | 2 |  |  | 2 | 21 | 6 | 0 | 6 |  | 0 | 0 | 0 |  |  |  | 0 | 0 | 0 | 0 |  | 0
|  |  | Hospital D/C | 3244 | 17 |  | 1 |  |  | 0 | 18 | 2 | 0 | 2 |  | 0 | 0 | 0 |  |  |  | 0 | 0 | 0 | 0 |  | 0
|  |  | MIDC DC | 3263 | 36 |  | 0 |  |  | 0 | 36 | 5 | 0 | 5 | 1 | 0 | 0 | 0 |  |  |  | 0 | 0 | 0 | 0 |  | 0
|  |  | Mul Rural | 3352 | 33 | 8 | 3 |  |  | 1 | 45 | 10 | 0 | 10 |  | 0 | 0 | 0 |  |  |  | 0 | 0 | 0 | 0 |  | 0
|  |  | MUL S/DN. | S335 |  |  | 0 |  |  | 0 | 0 | 15 | 0 | 15 |  | 0 | 0 | 0 |  |  |  | 0 | 0 | 0 | 0 |  | 0
|  |  | Mul Urban | 3351 | 31 | 20 | 0 |  |  | 1 | 52 | 5 | 0 | 5 |  | 0 | 0 | 0 |  |  |  | 0 | 0 | 0 | 0 |  | 0
|  |  | Ramnagar DC | 3261 | 6 |  | 0 |  |  | 0 | 6 | 1 | 0 | 1 |  | 0 | 0 | 0 |  |  |  | 0 | 0 | 0 | 0 |  | 0
|  |  | Rural DC | 3271 | 9 | 1 | 0 |  |  | 1 | 11 | 8 | 0 | 8 |  | 0 | 0 | 0 |  |  |  | 0 | 0 | 0 | 0 |  | 0
|  |  | Samadhi D/C | 3241 | 10 |  | 0 |  |  | 1 | 11 | 1 | 1 | 2 |  | 0 | 0 | 0 |  |  |  | 0 | 0 | 0 | 0 |  | 0
|  |  | Saoli | 8321 | 25 | 21 | 0 |  |  | 0 | 46 | 3 | 0 | 3 |  | 0 | 0 | 0 |  |  |  | 0 | 0 | 0 | 0 |  | 0
|  |  | SAOLI S/DN. | S832 |  |  | 0 |  |  | 0 | 0 | 0 | 0 | 0 |  | 0 | 8 | 0 |  |  |  | 0 | 0 | 0 | 0 |  | 0
|  |  | Shastrinagar DC | 3264 | 16 | 4 | 3 |  | 1 | 3 | 26 | 2 | 0 | 2 |  | 0 | 0 | 0 |  |  |  | 0 | 0 | 0 | 0 |  | 0
|  |  | TUKUM DC | 3262 | 3 |  | 0 |  |  | 0 | 3 | 0 | 0 | 0 |  | 0 | 0 | 0 |  |  |  | 0 | 0 | 0 | 0 |  | 0
|  |  | Vyahad D/C | 8322 | 17 | 37 | 5 |  |  | 0 | 59 | 1 | 0 | 1 |  | 0 | 0 | 0 |  |  |  | 0 | 0 | 0 | 0 |  | 0
|  | DIVISION TOTAL |  |  | 293 | 120 | 17 | 0 | 11 | 10 | 440 | 139 | 2 | 141 | 5 | 150 | 14 | 0 | 40 | 0 | 0 | 0 | 0 | 0 | 5 | 0 | 0
|  | Warora Division | BHADRAVATI URBAN | S333 | 9 | 2 | 0 |  |  | 0 | 11 | 12 | 0 | 12 |  | 0 | 0 | 0 |  |  |  | 0 | 0 | 0 | 0 |  | 0
|  |  | BHADRAWATI (R)DC | 3332 | 11 |  | 0 |  |  | 0 | 11 | 2 | 0 | 2 |  | 0 | 0 | 0 |  |  |  | 0 | 0 | 0 | 0 |  | 0
|  |  | BHADRAWATI (U)DC | 3331 | 7 | 1 | 0 |  |  | 0 | 8 | 3 | 0 | 3 |  | 0 | 0 | 0 |  |  |  | 0 | 0 | 0 | 1 |  | 0
|  |  | BHISI D/C | 3374 | 2 | 54 | 0 |  |  | 0 | 56 | 3 | 0 | 3 |  | 0 | 0 | 0 |  |  |  | 0 | 0 | 0 | 0 |  | 0
|  |  | CHANDANKHEDA DC | 3333 | 1 | 1 | 0 |  |  | 0 | 2 | 1 | 0 | 1 |  | 0 | 0 | 0 |  |  |  | 0 | 0 | 0 | 0 |  | 0
|  |  | CHARGAON DC | 3326 | 22 | 11 | 0 |  |  | 0 | 33 | 9 | 0 | 9 |  | 0 | 0 | 0 |  |  |  | 0 | 0 | 0 | 0 |  | 0
|  |  | CHIMUR | S337 | 21 |  | 0 |  |  | 0 | 21 | 18 | 0 | 18 | 3 | 1 | 0 | 0 | 1 |  |  | 0 | 0 | 0 | 1 |  | 0
|  |  | CHIMUR D/C | 3372 | 8 | 2 | 0 |  |  | 0 | 10 | 7 | 0 | 7 |  | 2 | 0 | 0 |  |  |  | 0 | 0 | 0 | 0 |  | 0
|  |  | KHADSANGI D/C | 3375 | 20 | 1 | 0 |  |  | 2 | 23 | 0 | 0 | 0 |  | 3 | 0 | 0 |  |  |  | 0 | 0 | 0 | 3 |  | 0
|  |  | KHAMBADA | 3322 |  | 1 | 0 |  |  | 0 | 1 | 6 | 0 | 6 |  | 0 | 0 | 0 |  |  |  | 0 | 0 | 0 | 0 |  | 0
|  |  | MADHELI DC | 3327 | 22 | 8 | 0 |  |  | 6 | 36 | 11 | 0 | 11 | 2 | 0 | 0 | 0 |  |  |  | 0 | 0 | 0 | 0 |  | 0
|  |  | NAGRI DC | 3325 | 37 |  | 0 |  |  | 0 | 37 | 4 | 0 | 4 |  | 0 | 0 | 0 |  |  |  | 0 | 0 | 0 | 0 |  | 0
|  |  | NERI D/C | 3371 | 20 |  | 0 |  |  | 0 | 20 | 0 | 0 | 0 |  | 0 | 0 | 0 |  |  |  | 0 | 0 | 0 | 0 |  | 0
|  |  | SHANKARPUR D/C | 3373 | 1 | 1 | 0 |  |  | 0 | 2 | 2 | 0 | 2 |  | 0 | 0 | 0 |  |  |  | 0 | 0 | 0 | 0 |  | 0
|  |  | SHEGOAN (BK) | 3324 |  | 3 | 0 |  |  | 0 | 3 | 5 | 0 | 5 |  | 1 | 0 | 0 |  |  |  | 0 | 0 | 0 | 0 |  | 0
|  |  | Warora Div | D642 | 8 |  | 1 |  | 38 | 1 | 10 | 1 | 0 | 1 |  | 74 | 6 | 45 | 24 |  |  | 0 | 0 | 1 | 8 |  | 0
|  |  | WARORA (R)-I DC | 3328 | 3 | 4 | 2 |  | 1 | 0 | 9 | 3 | 0 | 3 |  | 0 | 0 | 0 |  |  |  | 0 | 0 | 0 | 0 |  | 0
|  |  | WARORA (U) S/DN | S332 | 19 |  | 0 |  |  | 0 | 19 | 20 | 0 | 20 |  | 4 | 2 | 0 |  |  |  | 0 | 0 | 0 | 2 |  | 0
|  |  | WARORA R-2 | 3323 | 2 | 1 | 0 |  |  | 0 | 3 | 2 | 0 | 2 |  | 0 | 0 | 0 |  |  |  | 0 | 0 | 0 | 0 |  | 0
|  |  | WARORA URBAN | 3321 | 31 | 10 | 1 |  |  | 1 | 43 | 1 | 0 | 1 | 1 | 15 | 71 | 0 | 5 |  |  | 0 | 0 | 0 | 0 |  | 0
|  | DIVISION TOTAL |  |  | 244 | 100 | 4 | 0 | 39 | 10 | 358 | 110 | 0 | 110 | 6 | 100 | 79 | 45 | 30 | 0 | 0 | 0 | 0 | 1 | 15 | 0 | 0
| CIRCLE TOTAL |  |  |  | 699 | 403 | 35 | 0 | 61 | 22 | 1159 | 364 | 13 | 377 | 20 | 395 | 126 | 45 | 90 | 0 | 0 | 4 | 0 | 131 | 274 | 16 | 0
| GADCHIROLI CIRCLE | Gadchiroli O&M Circle | Cm St chandrapur | W641 |  | 2000 | 0 |  |  | 0 | 2000 | 340 | 0 | 340 |  | 0 | 0 | 0 |  |  |  | 0 | 0 | 0 | 0 |  | 0
|  | Allapalli O&M Division | AHERI D/C | 3432 | 25 | 15 | 1 |  | 22 | 0 | 41 | 2 | 4 | 6 |  | 0 | 0 | 0 |  |  |  | 0 | 0 | 0 | 0 |  | 0
|  |  | allapali d/c | 3431 | 3 | 1 | 0 |  | 44 | 0 | 4 | 0 | 0 | 0 |  | 0 | 3 | 0 |  |  |  | 0 | 0 | 0 | 0 |  | 0
|  |  | Allapalli O&M Di | D645 | 8 |  | 0 |  |  | 0 | 8 | 12 | 0 | 12 | 1 | 16 | 6 | 0 |  |  |  | 32 | 30 | 0 | 0 |  | 0
|  |  | ALLAPALLI S/DN. | S343 | 1 |  | 0 |  |  | 0 | 1 | 4 | 2 | 6 |  | 0 | 0 | 0 |  |  |  | 0 | 0 | 0 | 0 |  | 0
|  |  | Ankisa D/C | 3342 | 10 | 43 | 1 |  | 1 | 0 | 54 | 0 | 0 | 0 |  | 0 | 0 | 0 |  |  |  | 0 | 0 | 0 | 0 |  | 0
|  |  | Ashti D/c | 3445 | 34 | 9 | 0 |  |  | 2 | 45 | 7 | 0 | 7 |  | 3 | 1 | 0 |  |  |  | 0 | 0 | 0 | 0 |  | 0
|  |  | BAMNI D/C | 3341 | 19 | 44 | 0 |  |  | 0 | 63 | 3 | 1 | 4 |  | 0 | 0 | 0 |  |  |  | 0 | 0 | 0 | 0 |  | 0
|  |  | BHAMARAGAD SEC | 8281 | 75 | 276 | 16 |  | 44 | 11 | 378 | 7 | 8 | 15 |  | 0 | 0 | 0 |  |  |  | 0 | 0 | 0 | 0 |  | 0
|  |  | Bhendala D/C | 3447 | 5 |  | 0 |  |  | 0 | 5 | 0 | 0 | 0 |  | 0 | 0 | 0 |  |  |  | 0 | 0 | 0 | 0 |  | 0
|  |  | chamorshi D/c | 3442 | 55 |  | 0 |  |  | 0 | 55 | 0 | 0 | 0 |  | 0 | 1 | 0 |  |  |  | 0 | 0 | 0 | 1 |  | 0
|  |  | CHAMORSHI S/DN. | S344 | 27 | 7 | 0 |  |  | 0 | 34 | 15 | 0 | 15 |  | 1 | 1 | 0 |  |  |  | 0 | 2 | 0 | 0 |  | 0
|  |  | Etapalli | 3452 | 32 | 37 | 0 |  |  | 12 | 81 | 7 | 2 | 9 |  | 3 | 0 | 0 |  |  |  | 0 | 0 | 0 | 0 |  | 0
|  |  | ETAPALLI S/DN. | S345 | 105 | 100 | 0 |  |  | 0 | 205 | 10 | 0 | 10 |  | 4 | 0 | 0 |  |  |  | 0 | 0 | 0 | 0 |  | 0
|  |  | Ghot D/c | 3443 | 63 | 5 | 0 |  |  | 12 | 80 | 4 | 2 | 6 |  | 0 | 0 | 0 |  |  |  | 0 | 0 | 0 | 0 |  | 0
|  |  | JIMALGATTA | 3434 | 220 | 142 | 0 |  |  | 0 | 362 | 4 | 0 | 4 |  | 0 | 0 | 0 |  |  |  | 0 | 0 | 0 | 0 |  | 0
|  |  | Kasansoor | 3453 | 2 | 93 | 0 |  | 5 | 0 | 95 | 1 | 0 | 1 |  | 0 | 0 | 0 |  |  |  | 0 | 0 | 0 | 0 |  | 0
|  |  | MULCHERA | 8271 | 6 | 20 | 2 |  | 4 | 0 | 28 | 8 | 0 | 8 |  | 1 | 0 | 0 |  |  |  | 0 | 0 | 0 | 0 |  | 0
|  |  | MULCHERA S/DN. | S827 |  |  | 0 |  |  | 0 | 0 | 0 | 0 | 0 |  | 0 | 1 | 0 |  |  |  | 0 | 0 | 0 | 0 |  | 0
|  |  | SIRONCHA D/C | 3343 |  | 24 | 0 |  |  | 0 | 24 | 7 | 3 | 10 | 2 | 1 | 0 | 0 |  |  |  | 0 | 0 | 0 | 1 |  | 0
|  |  | SIRONCHA S/DN. | S334 | 200 |  | 0 |  | 8 | 0 | 200 | 4 | 1 | 5 |  | 0 | 0 | 0 |  |  |  | 0 | 0 | 0 | 0 |  | 0
|  |  | Talodhi D/C | 3444 | 15 | 2 | 0 |  |  | 0 | 17 | 5 | 0 | 5 |  | 0 | 0 | 0 |  |  |  | 0 | 0 | 0 | 1 |  | 0
|  |  | Yenapur D/C | 3446 | 2 | 1 | 0 |  | 7 | 1 | 4 | 0 | 0 | 0 |  | 0 | 0 | 0 |  |  |  | 0 | 0 | 0 | 1 |  | 0
|  | DIVISION TOTAL |  |  | 907 | 819 | 20 | 0 | 135 | 38 | 1784 | 100 | 23 | 123 | 3 | 29 | 13 | 0 | 0 | 0 | 0 | 32 | 32 | 0 | 4 | 0 | 0
|  | Bramhapuri Division | Bramhapuri Div | D644 |  | 70 | 1 |  | 1 | 0 | 71 | 14 | 0 | 14 |  | 73 | 1 | 35 | 35 |  |  | 0 | 0 | 9 | 0 |  | 0
|  |  | BRAMHAPURI S/DN. | S331 | 17 | 2 | 0 |  |  | 0 | 19 | 8 | 0 | 8 |  | 0 | 0 | 0 |  |  |  | 0 | 0 | 0 | 0 |  | 0
|  |  | gangalwadi | 3313 |  | 2 | 0 |  |  | 0 | 2 | 21 | 0 | 21 |  | 2 | 0 | 0 |  |  |  | 0 | 0 | 0 | 0 |  | 0
|  |  | mendki | 3314 |  | 12 | 0 |  | 1 | 0 | 12 | 1 | 0 | 1 |  | 0 | 0 | 0 |  |  |  | 0 | 0 | 0 | 0 |  | 0
|  |  | Nagbhid Rural | 3362 |  | 5 | 1 |  | 3 | 0 | 6 | 3 | 0 | 3 |  | 0 | 0 | 0 | 1 |  |  | 0 | 0 | 0 | 0 |  | 0
|  |  | NAGBHID S/DN. | S336 |  |  | 0 |  | 1 | 0 | 0 | 0 | 0 | 0 |  | 2 | 0 | 0 |  |  |  | 0 | 0 | 0 | 3 |  | 0
|  |  | NAGBHID URBAN | 3363 |  | 2 | 1 |  |  | 0 | 3 | 5 | 0 | 5 |  | 0 | 3 | 0 |  |  |  | 0 | 0 | 0 | 0 |  | 0
|  |  | NAVARGAON | 3461 |  |  | 0 |  |  | 0 | 0 | 10 | 2 | 12 |  | 0 | 0 | 0 |  |  |  | 0 | 0 | 0 | 0 |  | 0
|  |  | Rural D/c | 3312 | 12 | 88 | 0 |  | 1 | 5 | 105 | 1 | 0 | 1 |  | 0 | 0 | 0 |  |  |  | 0 | 0 | 0 | 0 |  | 0
|  |  | SAWARGAON | 3364 |  | 2 | 0 |  |  | 0 | 2 | 15 | 0 | 15 |  | 1 | 0 | 0 |  |  |  | 0 | 0 | 0 | 0 |  | 0
|  |  | SINDEWAHI RURAL | 3462 |  | 9 | 2 |  | 1 | 0 | 11 | 1 | 0 | 1 |  | 1 | 0 | 0 |  |  |  | 0 | 0 | 0 | 0 |  | 0
|  |  | SINDEWAHI S/DN. | S346 |  |  | 0 |  |  | 0 | 0 | 0 | 0 | 0 |  | 9 | 0 | 0 |  |  |  | 0 | 0 | 0 | 0 |  | 0
|  |  | SINDEWAHI URBAN | 3463 | 2 | 54 | 2 |  | 1 | 0 | 58 | 3 | 0 | 3 |  | 0 | 0 | 0 |  |  |  | 0 | 0 | 0 | 0 |  | 0
|  |  | Talodhi | 3361 |  | 4 | 0 |  |  | 0 | 4 | 0 | 0 | 0 |  | 0 | 0 | 0 |  |  |  | 0 | 0 | 0 | 0 |  | 0
|  |  | Urban | 3311 |  | 14 | 0 |  |  | 0 | 14 | 4 | 0 | 4 |  | 0 | 0 | 0 |  |  |  | 0 | 0 | 0 | 0 |  | 0
|  | DIVISION TOTAL |  |  | 31 | 264 | 7 | 0 | 9 | 5 | 307 | 86 | 2 | 88 | 0 | 88 | 4 | 35 | 36 | 0 | 0 | 0 | 0 | 9 | 3 | 0 | 0
|  | Gadchiroli Division | ARMORI S/DN. | S339 |  | 10 | 0 |  |  | 0 | 10 | 0 | 0 | 0 |  | 0 | 13 | 0 |  |  |  | 0 | 0 | 0 | 1 |  | 0
|  |  | CHATGAON | 3412 | 1 | 59 | 0 |  | 1 | 0 | 60 | 9 | 0 | 9 |  | 0 | 0 | 0 |  |  |  | 0 | 0 | 0 | 0 |  | 0
|  |  | Complex DC | 3382 |  | 13 | 2 |  |  | 4 | 19 | 3 | 0 | 3 | 1 | 0 | 0 | 0 |  |  |  | 0 | 0 | 0 | 0 |  | 0
|  |  | Dhanora DC | 3411 |  |  | 0 |  | 15 | 0 | 0 | 11 | 0 | 11 |  | 0 | 0 | 0 |  |  |  | 0 | 0 | 0 | 0 |  | 0
|  |  | Gadchiroli Div | D643 |  |  | 0 |  |  | 0 | 0 | 0 | 0 | 0 | 2 | 72 | 23 | 0 |  |  |  | 53 | 41 | 10 | 0 |  | 0
|  |  | GADCHIROLI S/DN. | S338 |  |  | 0 |  |  | 0 | 0 | 4 | 14 | 18 |  | 0 | 0 | 0 |  |  |  | 0 | 0 | 1 | 2 |  | 0
|  |  | Gatta | 3414 |  | 31 | 0 |  |  | 0 | 31 | 1 | 0 | 1 |  | 0 | 0 | 0 |  |  |  | 0 | 0 | 0 | 0 |  | 0
|  |  | KORCHI D/C | 8261 | 1 | 35 | 0 |  | 5 | 0 | 36 | 1 | 1 | 2 |  | 0 | 0 | 0 |  |  |  | 0 | 0 | 0 | 0 |  | 0
|  |  | KORCHI S/DN. | S826 |  |  | 0 |  |  | 0 | 0 | 0 | 0 | 0 |  | 0 | 0 | 0 |  |  |  | 0 | 0 | 0 | 2 |  | 0
|  |  | Kurkheda -R D/C | 3422 |  |  | 0 |  |  | 20 | 20 | 8 | 0 | 8 |  | 0 | 0 | 0 |  |  |  | 0 | 0 | 0 | 0 |  | 0
|  |  | Kurkheda -U D/C | 3424 |  |  | 0 |  |  | 0 | 0 | 1 | 0 | 1 |  | 1 | 0 | 0 |  |  |  | 0 | 0 | 0 | 0 |  | 0
|  |  | Murumgaon DC | 3413 |  | 26 | 0 |  |  | 0 | 26 | 1 | 0 | 1 |  | 0 | 0 | 0 |  |  |  | 0 | 0 | 0 | 0 |  | 0
|  |  | POTEGAON | 3384 |  | 1 | 0 |  |  | 0 | 1 | 0 | 0 | 0 |  | 0 | 0 | 0 |  |  |  | 0 | 0 | 0 | 0 |  | 0
|  |  | RURAL | 3383 |  | 7 | 0 |  |  | 0 | 7 | 0 | 1 | 1 |  | 0 | 0 | 0 |  |  |  | 0 | 0 | 0 | 0 |  | 0
|  |  | Rural D/c | 3392 |  | 21 | 0 |  |  | 0 | 21 | 0 | 0 | 0 |  | 0 | 0 | 0 |  |  |  | 0 | 0 | 0 | 0 |  | 0
|  |  |  | 3402 |  |  | 0 |  |  | 0 | 0 | 0 | 0 | 0 |  | 3 | 1 | 0 |  |  |  | 0 | 0 | 0 | 0 |  | 0
|  |  | Urban | 3381 |  | 23 | 0 |  |  | 0 | 23 | 0 | 0 | 0 |  | 0 | 0 | 0 |  |  |  | 0 | 0 | 0 | 0 |  | 0
|  |  | Urban D/C | 3391 | 1 | 12 | 0 |  | 2 | 0 | 13 | 0 | 1 | 1 | 2 | 0 | 0 | 0 |  |  |  | 0 | 0 | 0 | 0 | 1 | 0
|  |  | WADSA S/DN. | S340 |  | 1 | 0 |  |  | 0 | 1 | 0 | 0 | 0 |  | 5 | 1 | 0 |  |  |  | 0 | 0 | 0 | 0 |  | 0
|  |  | wadsa urban D/c. | 3401 |  | 1 | 0 |  |  | 1 | 2 | 0 | 0 | 0 |  | 3 | 0 | 0 |  |  |  | 0 | 0 | 0 | 0 |  | 0
|  |  | Wairagd | 3393 |  |  | 0 |  |  | 0 | 0 | 0 | 0 | 0 |  | 1 | 0 | 0 |  |  |  | 0 | 0 | 0 | 0 |  | 0
|  | DIVISION TOTAL |  |  | 3 | 240 | 2 | 0 | 23 | 25 | 270 | 39 | 17 | 56 | 5 | 85 | 38 | 0 | 0 | 0 | 0 | 53 | 41 | 11 | 5 | 1 | 0
| CIRCLE TOTAL |  |  |  | 910 | 3059 | 22 | 0 | 158 | 63 | 4054 | 479 | 40 | 519 | 8 | 114 | 51 | 0 | 0 | 0 | 0 | 85 | 73 | 11 | 9 | 1 | 0
ZONE TOTAL |  |  |  |  | 1609 | 3462 | 57 | 0 | 219 | 85 | 5213 | 843 | 53 | 896 | 28 | 509 | 177 | 45 | 90 | 0 | 0 | 89 | 73 | 142 | 283 | 17 | 0
GONDIA ZONE | BHANDARA CIRCLE | Bhandara Circle | Bhandara Circle | C665 |  |  | 0 |  |  | 0 | 0 | 57 | 0 | 57 |  | 0 | 0 | 0 |  |  |  | 0 | 0 | 0 | 16 |  | 0
|  |  | Com.Str.Tumsar | W651 |  |  | 0 |  |  | 0 | 0 | 1500 | 0 | 1500 |  | 0 | 0 | 0 |  |  |  | 0 | 0 | 37 | 87 |  | 0
|  | Bhandara Division | ADYAL | 3865 | 57 | 48 | 10 |  | 37 | 0 | 115 | 7 | 0 | 7 | 7 | 0 | 0 | 0 |  |  |  | 0 | 0 | 0 | 0 |  | 0
|  |  | andhalgaon | 3833 |  | 48 | 4 |  |  | 0 | 52 | 5 | 0 | 5 |  | 0 | 0 | 0 |  |  |  | 0 | 0 | 0 | 0 |  | 0
|  |  | ASGAON | 3866 | 1 | 4 | 0 |  | 1 | 3 | 8 | 6 | 0 | 6 |  | 0 | 0 | 0 |  |  |  | 0 | 0 | 0 | 0 |  | 0
|  |  | Bhandara Div | D651 | 52 |  | 1 |  |  | 0 | 53 | 91 | 0 | 91 | 4 | 0 | 0 | 0 |  |  |  | 0 | 0 | 3 | 6 |  | 0
|  |  | BHANDARA S/DN. | S384 | 89 | 27 | 3 |  | 1 | 0 | 119 | 54 | 0 | 54 | 5 | 0 | 0 | 0 |  |  |  | 0 | 0 | 0 | 0 |  | 0
|  |  | BHANDARA URBAN S | S381 | 460 |  | 0 |  |  | 0 | 460 | 12 | 0 | 12 |  | 0 | 0 | 0 | 21 |  |  | 0 | 0 | 0 | 0 |  | 0
|  |  | BHANDARA_U_003 | 3813 | 28 |  | 1 |  |  | 0 | 29 | 6 | 0 | 6 | 1 | 0 | 0 | 0 | 15 |  |  | 0 | 0 | 0 | 0 |  | 0
|  |  | CENTRAL DC | 3812 | 81 | 5 | 3 |  |  | 1 | 90 | 10 | 1 | 11 |  | 0 | 0 | 0 | 18 |  |  | 0 | 0 | 0 | 0 |  | 0
|  |  | DEWHADI | 3828 |  | 11 | 0 |  |  | 0 | 11 | 1 | 4 | 5 | 1 | 0 | 0 | 0 |  |  |  | 0 | 0 | 0 | 0 |  | 0
|  |  | DHARGAON-DC | 3846 | 113 | 15 | 1 |  | 1 | 0 | 129 | 3 | 5 | 8 | 1 | 0 | 0 | 0 |  |  |  | 0 | 0 | 0 | 0 |  | 0
|  |  | GaneshpurDC | 3843 | 3 | 1 | 0 |  |  | 0 | 4 | 3 | 0 | 3 |  | 0 | 0 | 0 |  |  |  | 0 | 0 | 0 | 0 |  | 0
|  |  | GOBARWAHI 1 | 3826 | 29 | 25 | 2 |  | 1 | 1 | 57 | 7 | 0 | 7 | 1 | 0 | 0 | 0 |  |  |  | 0 | 0 | 0 | 0 |  | 0
|  |  | GOBARWAHI 2 | 3827 | 7 | 12 | 1 |  |  | 0 | 20 | 2 | 0 | 2 |  | 0 | 0 | 0 |  |  |  | 0 | 0 | 0 | 0 |  | 0
|  |  | Jamb | 3834 |  | 20 | 0 |  | 1 | 0 | 20 | 8 | 0 | 8 |  | 0 | 0 | 0 |  |  |  | 0 | 0 | 0 | 0 |  | 0
|  |  | KARDHA-DC | 3844 | 16 | 8 | 0 |  |  | 0 | 24 | 0 | 0 | 0 |  | 0 | 0 | 0 |  |  |  | 0 | 0 | 0 | 0 |  | 0
|  |  | kardi | 3835 | 2 | 4 | 3 |  | 1 | 1 | 10 | 0 | 0 | 0 |  | 0 | 0 | 0 |  |  |  | 0 | 0 | 0 | 0 |  | 0
|  |  | KHAIRY DIWAN | 3867 | 2 | 18 | 0 |  |  | 0 | 20 | 4 | 0 | 4 | 2 | 0 | 0 | 0 |  |  |  | 0 | 0 | 0 | 0 |  | 0
|  |  | KONDHA | 3863 | 9 | 8 | 1 |  |  | 0 | 18 | 3 | 0 | 3 |  | 0 | 0 | 0 |  |  |  | 0 | 0 | 0 | 0 |  | 0
|  |  | KOSARA | 3864 | 81 | 21 | 1 |  | 11 | 0 | 103 | 7 | 2 | 9 | 2 | 0 | 0 | 0 | 1 |  |  | 0 | 0 | 0 | 0 |  | 0
|  |  | MANEGAON-DC | 3845 | 10 | 14 | 5 |  |  | 0 | 29 | 10 | 0 | 10 |  | 0 | 0 | 0 |  |  |  | 0 | 0 | 0 | 0 |  | 0
|  |  | MOHADI | 3832 | 71 | 14 | 0 |  |  | 0 | 85 | 2 | 0 | 2 |  | 0 | 0 | 0 |  |  |  | 0 | 0 | 0 | 0 |  | 0
|  |  | MOHADI S/DN. | S383 |  |  | 7 |  |  | 0 | 7 | 11 | 3 | 14 |  | 0 | 0 | 0 |  |  |  | 0 | 0 | 0 | 0 |  | 0
|  |  | PAONI RURAL | 3862 | 26 | 54 | 1 |  |  | 0 | 81 | 22 | 0 | 22 |  | 0 | 0 | 0 |  |  |  | 0 | 0 | 0 | 0 |  | 0
|  |  | PAONI S/DN. | S386 | 40 |  | 0 |  |  | 0 | 40 | 13 | 0 | 13 | 1 | 0 | 0 | 0 |  |  |  | 0 | 0 | 0 | 0 |  | 0
|  |  | PAUNI URBAN | 3861 | 2 | 2 | 2 |  |  | 0 | 6 | 3 | 0 | 3 |  | 0 | 0 | 0 |  |  |  | 0 | 0 | 0 | 0 |  | 0
|  |  | SAORI DC | 3841 | 19 | 17 | 1 |  | 1 | 0 | 37 | 8 | 0 | 8 |  | 0 | 0 | 0 |  |  |  | 0 | 0 | 0 | 0 |  | 0
|  |  | ShahapurDC | 3842 | 11 | 9 | 1 |  | 1 | 0 | 21 | 0 | 3 | 3 |  | 0 | 0 | 0 |  |  |  | 0 | 0 | 0 | 0 |  | 0
|  |  | SIHORA 1 | 3824 | 14 | 38 | 1 |  |  | 0 | 53 | 2 | 0 | 2 |  | 0 | 0 | 0 |  |  |  | 0 | 0 | 0 | 0 |  | 0
|  |  | SIHORA 2 | 3825 | 23 | 31 | 0 |  |  | 0 | 54 | 5 | 3 | 8 |  | 0 | 0 | 0 |  |  |  | 0 | 0 | 0 | 0 |  | 0
|  |  | SOUTH DC | 3811 | 43 | 5 | 6 |  |  | 1 | 55 | 7 | 0 | 7 | 1 | 0 | 0 | 0 | 1 |  |  | 0 | 0 | 0 | 0 |  | 0
|  |  | TUMSAR R | 3823 | 12 | 4 | 1 |  |  | 0 | 17 | 7 | 0 | 7 | 4 | 0 | 0 | 0 |  |  |  | 0 | 0 | 0 | 0 |  | 0
|  |  | TUMSAR S/DN | S382 | 1 | 1 | 2 |  | 2 | 0 | 4 | 67 | 0 | 67 |  | 0 | 0 | 28 |  |  |  | 0 | 0 | 0 | 0 |  | 0
|  |  | TUMSAR U1 | 3821 | 16 |  | 0 |  |  | 0 | 16 | 2 | 0 | 2 |  | 0 | 0 | 0 | 3 |  |  | 0 | 0 | 0 | 0 |  | 0
|  |  | TUMSAR U2 | 3822 | 2 | 7 | 0 |  |  | 0 | 9 | 3 | 0 | 3 |  | 0 | 0 | 0 |  |  |  | 0 | 0 | 0 | 0 |  | 0
|  |  | WARATHI | 3831 | 2 | 3 | 7 |  | 8 | 0 | 12 | 3 | 0 | 3 |  | 0 | 0 | 0 |  |  |  | 0 | 0 | 0 | 0 |  | 0
|  |  | Barwa | 3853 | 12 | 15 | 1 |  |  | 1 | 29 | 4 | 0 | 4 |  | 0 | 0 | 0 |  |  |  | 0 | 0 | 0 | 0 |  | 0
|  |  | Ekodi | 3913 |  | 3 | 0 |  |  | 0 | 3 | 13 | 0 | 13 | 5 | 0 | 0 | 0 |  |  |  | 0 | 0 | 0 | 0 |  | 0
|  |  | LAKHANDUR S/DN. | S385 |  | 7 | 0 |  |  | 0 | 7 | 29 | 0 | 29 |  | 0 | 13 | 0 |  |  |  | 0 | 0 | 0 | 0 |  | 0
|  |  | Lakhandur U | 3851 | 1 | 49 | 2 |  |  | 0 | 52 | 3 | 0 | 3 |  | 0 | 0 | 0 |  |  |  | 0 | 0 | 0 | 0 |  | 0
|  |  | LAKHANI-R | 7192 |  | 57 | 0 |  |  | 0 | 57 | 2 | 0 | 2 |  | 0 | 0 | 0 |  |  |  | 0 | 0 | 0 | 0 |  | 0
|  |  | Lakhni-U | 7191 | 7 | 25 | 1 |  |  | 1 | 34 | 3 | 0 | 3 |  | 0 | 1 | 0 |  |  |  | 0 | 0 | 0 | 0 |  | 0
|  |  | LAKNI S/DN. | S719 |  | 56 | 0 |  |  | 0 | 56 | 4 | 0 | 4 |  | 0 | 0 | 0 |  |  |  | 0 | 0 | 0 | 0 |  | 0
|  |  | PALANDUR | 7195 | 16 | 95 | 2 |  |  | 0 | 113 | 1 | 0 | 1 |  | 0 | 0 | 0 |  |  |  | 0 | 0 | 0 | 0 |  | 0
|  |  | PIPALGAON | 7194 | 33 | 56 | 2 |  | 1 | 0 | 91 | 4 | 0 | 4 |  | 0 | 0 | 0 |  |  |  | 0 | 0 | 0 | 0 |  | 0
|  |  | POHARA | 7193 | 53 | 6 | 4 |  |  | 0 | 63 | 5 | 0 | 5 |  | 0 | 0 | 0 |  |  |  | 0 | 0 | 0 | 0 |  | 0
|  |  | Sakoli Div | D656 |  | 16 | 0 |  |  | 0 | 16 | 2 | 1 | 3 |  | 0 | 7 | 0 |  |  |  | 0 | 0 | 0 | 0 |  | 0
|  |  | SAKOLI R | 3915 | 1 | 22 | 5 |  |  | 0 | 28 | 3 | 0 | 3 |  | 0 | 0 | 0 |  |  |  | 0 | 0 | 0 | 0 |  | 0
|  |  | SAKOLI S/DN. | S391 | 14 | 109 | 0 |  |  | 1 | 124 | 8 | 0 | 8 |  | 0 | 0 | 0 |  |  |  | 0 | 0 | 0 | 0 |  | 0
|  |  | Sakoli U | 3911 |  | 2 | 0 |  |  | 0 | 2 | 0 | 0 | 0 | 4 | 0 | 2 | 0 |  |  |  | 0 | 0 | 0 | 0 |  | 0
|  |  | SANGADI 1 | 3916 | 7 | 19 | 0 |  |  | 0 | 26 | 6 | 0 | 6 |  | 0 | 0 | 0 |  |  |  | 0 | 0 | 0 | 0 |  | 0
|  |  | Sarandi | 3854 | 2 | 23 | 0 |  |  | 0 | 25 | 0 | 0 | 0 |  | 0 | 0 | 0 |  |  |  | 0 | 0 | 0 | 0 |  | 0
|  |  | Shendurwafa | 3912 |  | 2 | 2 |  |  | 0 | 4 | 0 | 2 | 2 |  | 0 | 1 | 0 |  |  |  | 0 | 0 | 0 | 0 |  | 0
|  |  | Virlee | 3852 | 1 | 61 | 0 |  |  | 15 | 77 | 1 | 0 | 1 |  | 0 | 0 | 0 |  |  |  | 0 | 0 | 0 | 0 |  | 0
|  | DIVISION TOTAL |  |  | 1469 | 1097 | 84 | 0 | 67 | 25 | 2675 | 482 | 24 | 506 | 39 | 0 | 24 | 28 | 59 | 0 | 0 | 0 | 0 | 3 | 6 | 0 | 0
| CIRCLE TOTAL |  |  |  | 1469 | 1097 | 84 | 0 | 67 | 25 | 2675 | 2039 | 24 | 2063 | 39 | 0 | 24 | 28 | 59 | 0 | 0 | 0 | 0 | 40 | 109 | 0 | 0
| GONDIA CIRCLE | Gondia O&M Circle | com. Str.Kamptee | W654 |  |  | 0 |  |  | 0 | 0 | 0 | 0 | 0 |  | 0 | 0 | 0 |  |  |  | 0 | 0 | 0 | 9 |  | 0
|  |  | Com.Str.Tumsar | W651 | 300 | 1 | 0 |  |  | 0 | 301 | 1500 | 0 | 1500 |  | 0 | 0 | 0 |  |  |  | 0 | 0 | 0 | 0 |  | 0
|  | Deori Division(Gondia) | Amgaon DC | 3881 | 140 | 12 | 7 |  |  | 0 | 159 | 6 | 8 | 14 |  | 0 | 4 | 0 |  |  |  | 0 | 0 | 0 | 0 |  | 0
|  |  | AMGAON S/DN. | S388 | 100 | 2 | 0 |  |  | 0 | 102 | 2 | 0 | 2 |  | 0 | 0 | 0 |  |  |  | 0 | 0 | 0 | 0 |  | 0
|  |  | Arjuni (M) | 5651 |  | 36 | 0 |  |  | 0 | 36 | 5 | 2 | 7 | 4 | 0 | 0 | 0 |  |  |  | 0 | 0 | 0 | 0 |  | 0
|  |  | Chichgad DC | 3894 |  | 70 | 3 |  |  | 0 | 73 | 2 | 1 | 3 | 1 | 1 | 2 | 0 |  |  |  | 0 | 0 | 0 | 0 |  | 0
|  |  | dawwa | 8112 |  | 43 | 0 |  |  | 0 | 43 | 10 | 0 | 10 |  | 0 | 0 | 0 |  |  |  | 0 | 0 | 0 | 0 |  | 0
|  |  | Deori Div(Gondia | D657 |  | 416 | 0 |  |  | 0 | 416 | 0 | 0 | 0 |  | 20 | 1 | 0 |  |  |  | 0 | 0 | 3 | 0 |  | 0
|  |  | DEORI S/DN. | S389 | 100 | 50 | 2 |  |  | 0 | 152 | 5 | 0 | 5 |  | 0 | 2 | 0 |  |  |  | 0 | 0 | 2 | 0 |  | 0
|  |  | Deori1dc | 3891 |  | 98 | 0 |  |  | 0 | 98 | 0 | 0 | 0 |  | 0 | 1 | 0 |  |  |  | 0 | 0 | 0 | 0 |  | 0
|  |  | Deori2dc | 3892 |  | 174 | 0 |  |  | 0 | 174 | 5 | 1 | 6 | 1 | 0 | 0 | 0 |  |  |  | 0 | 0 | 0 | 0 |  | 0
|  |  | Kattipar DC | 3882 | 49 | 3 | 1 |  |  | 0 | 53 | 3 | 2 | 5 | 5 | 0 | 0 | 0 |  |  |  | 0 | 0 | 3 | 1 |  | 0
|  |  | KAWARABANDH PC=3 | 8123 | 99 | 36 | 8 |  |  | 5 | 148 | 12 | 4 | 16 | 2 | 0 | 0 | 0 |  |  |  | 0 | 0 | 0 | 4 |  | 0
|  |  | Keshori | 5654 |  | 17 | 1 |  |  | 0 | 18 | 0 | 4 | 4 |  | 0 | 0 | 0 |  |  |  | 0 | 0 | 0 | 0 |  | 0
|  |  | MAHAGAON | 5655 |  | 24 | 0 |  |  | 0 | 24 | 0 | 5 | 5 |  | 0 | 0 | 0 |  |  |  | 0 | 0 | 0 | 0 |  | 0
|  |  | MORGAON ARJUNI S | S565 |  | 5 | 5 |  |  | 0 | 10 | 2 | 1 | 3 |  | 0 | 1 | 0 |  |  |  | 0 | 0 | 0 | 2 |  | 0
|  |  | Mulla DC | 3893 |  | 99 | 0 |  |  | 0 | 99 | 1 | 0 | 1 | 2 | 0 | 0 | 0 |  |  |  | 0 | 0 | 0 | 0 |  | 0
|  |  | Navegaon Bandh | 5653 |  | 13 | 0 |  |  | 0 | 13 | 5 | 2 | 7 | 2 | 0 | 0 | 0 |  |  |  | 0 | 0 | 0 | 0 |  | 0
|  |  | sadak arjuni | 8111 | 37 | 19 | 0 |  |  | 0 | 56 | 15 | 0 | 15 |  | 0 | 0 | 0 |  |  |  | 0 | 0 | 0 | 0 |  | 0
|  |  | SADAK ARJUNI S/D | S811 |  | 22 | 0 |  |  | 0 | 22 | 11 | 0 | 11 | 3 | 0 | 0 | 0 |  |  |  | 0 | 0 | 0 | 0 |  | 0
|  |  | SAKHRITOLA PC=8 | 8124 | 32 | 18 | 2 |  |  | 0 | 52 | 5 | 5 | 10 |  | 0 | 2 | 0 |  |  |  | 0 | 0 | 1 | 0 |  | 0
|  |  | SALEKASA D/C PC1 | 8121 | 26 | 18 | 18 |  | 1 | 1 | 63 | 8 | 4 | 12 | 2 | 0 | 0 | 0 |  |  |  | 0 | 0 | 0 | 0 |  | 0
|  |  | SALEKASA S/DN. | S812 |  | 52 | 0 |  |  | 0 | 52 | 2 | 0 | 2 |  | 0 | 0 | 0 |  |  |  | 0 | 0 | 0 | 0 |  | 0
|  |  | SOUNDAD | 8113 | 69 | 44 | 0 |  |  | 1 | 114 | 0 | 0 | 0 | 1 | 0 | 0 | 0 |  |  |  | 0 | 0 | 0 | 0 |  | 0
|  | DIVISION TOTAL |  |  | 652 | 1271 | 47 | 0 | 1 | 7 | 1977 | 99 | 39 | 138 | 23 | 21 | 13 | 0 | 0 | 0 | 0 | 0 | 0 | 9 | 7 | 0 | 0
|  | Gondia Division | DASGAON | 3904 |  | 242 | 14 |  |  | 1 | 257 | 19 | 6 | 25 |  | 1 | 1 | 0 |  |  |  | 0 | 0 | 0 | 0 |  | 0
|  |  | Gangazari | 3923 | 199 | 97 | 0 |  |  | 0 | 296 | 6 | 0 | 6 |  | 0 | 0 | 0 |  |  |  | 0 | 0 | 0 | 0 |  | 0
|  |  | GONDIA (R) S/DN. | S390 |  |  | 0 |  |  | 0 | 0 | 0 | 0 | 0 |  | 0 | 0 | 0 |  |  |  | 0 | 0 | 0 | 9 |  | 0
|  |  | Gondia Div | D652 | 300 | 1214 | 0 |  |  | 0 | 1514 | 10 | 0 | 10 | 1 | 0 | 201 | 0 | 48 |  |  | 83 | 0 | 12 | 3 |  | 0
|  |  | Gondia R1 Kudwa | 3901 |  | 126 | 2 |  | 3 | 0 | 128 | 3 | 0 | 3 |  | 4 | 3 | 0 |  |  |  | 0 | 0 | 0 | 0 |  | 0
|  |  | GONDIA -R-II | 3902 |  | 216 | 0 |  |  | 0 | 216 | 9 | 1 | 10 | 2 | 8 | 2 | 0 | 1 |  |  | 0 | 0 | 0 | 0 |  | 0
|  |  | GONDIA URBAN S/D | S387 | 540 | 60 | 0 |  |  | 0 | 600 | 0 | 0 | 0 |  | 6 | 0 | 0 |  |  |  | 0 | 0 | 0 | 0 |  | 0
|  |  | Goregaon | 8101 |  | 219 | 19 |  | 1 | 4 | 242 | 9 | 6 | 15 |  | 1 | 0 | 0 |  |  |  | 0 | 0 | 0 | 0 |  | 0
|  |  | GOREGAON S/DN. | S810 |  | 120 | 0 |  |  | 0 | 120 | 0 | 3 | 3 |  | 0 | 1 | 0 |  |  |  | 0 | 0 | 0 | 1 |  | 0
|  |  | KAMTHA | 3905 |  | 86 | 1 |  |  | 0 | 87 | 1 | 0 | 1 |  | 1 | 0 | 0 |  |  |  | 0 | 0 | 0 | 0 |  | 0
|  |  | Main Market | 3872 | 20 | 92 | 3 |  |  | 1 | 116 | 3 | 3 | 6 |  | 1 | 0 | 0 |  |  |  | 0 | 0 | 0 | 0 |  | 0
|  |  | Manohar Chowk | 3874 |  | 290 | 24 |  |  | 4 | 318 | 2 | 0 | 2 |  | 0 | 0 | 0 |  |  |  | 0 | 0 | 0 | 0 |  | 0
|  |  | Matatoli | 3873 | 200 | 52 | 4 |  |  | 0 | 256 | 1 | 0 | 1 |  | 0 | 0 | 0 |  |  |  | 0 | 0 | 0 | 0 |  | 0
|  |  | Mindikota | 3924 | 68 | 4 | 0 |  |  | 0 | 72 | 1 | 0 | 1 | 1 | 0 | 0 | 0 |  |  |  | 0 | 0 | 0 | 0 |  | 0
|  |  | Paraswada | 3925 |  | 144 | 3 |  | 4 | 0 | 147 | 8 | 3 | 11 |  | 0 | 0 | 0 |  |  |  | 0 | 0 | 0 | 0 |  | 0
|  |  | RAMAGAR | 3871 | 202 | 157 | 7 |  |  | 2 | 368 | 2 | 0 | 2 |  | 0 | 0 | 0 |  |  |  | 0 | 0 | 0 | 0 |  | 0
|  |  | RAWANWADI | 3903 |  | 19 | 0 |  |  | 0 | 19 | 7 | 7 | 14 |  | 0 | 1 | 0 |  |  |  | 0 | 0 | 0 | 0 |  | 0
|  |  | Tedha | 8102 |  | 272 | 6 |  |  | 0 | 278 | 0 | 3 | 3 |  | 0 | 0 | 0 |  |  |  | 0 | 0 | 0 | 0 |  | 0
|  |  | Tirora Rural | 3922 | 165 | 63 | 6 |  | 19 | 0 | 234 | 6 | 1 | 7 |  | 0 | 0 | 0 |  |  |  | 0 | 0 | 0 | 0 |  | 0
|  |  | TIRORA S/DN. | S392 | 60 | 380 | 5 |  |  | 0 | 445 | 0 | 0 | 0 |  | 3 | 0 | 0 |  |  |  | 0 | 0 | 0 | 10 |  | 0
|  |  | Tirora Urban | 3921 | 680 | 17 | 0 |  |  | 0 | 697 | 0 | 0 | 0 | 2 | 0 | 0 | 0 |  |  |  | 0 | 0 | 0 | 0 |  | 0
|  |  | Wadegaon | 3926 | 140 | 113 | 1 |  |  | 1 | 255 | 4 | 1 | 5 | 2 | 0 | 0 | 0 |  |  |  | 0 | 0 | 0 | 0 |  | 0
|  | DIVISION TOTAL |  |  | 2574 | 3983 | 95 | 0 | 27 | 13 | 6665 | 91 | 34 | 125 | 8 | 25 | 209 | 0 | 49 | 0 | 0 | 83 | 0 | 12 | 23 | 0 | 0
| CIRCLE TOTAL |  |  |  | 3526 | 5255 | 142 | 0 | 28 | 20 | 8943 | 1690 | 73 | 1763 | 31 | 46 | 222 | 0 | 49 | 0 | 0 | 83 | 0 | 21 | 39 | 0 | 0
ZONE TOTAL |  |  |  |  | 4995 | 6352 | 226 | 0 | 95 | 45 | 11618 | 3729 | 97 | 3826 | 70 | 46 | 246 | 28 | 108 | 0 | 0 | 83 | 0 | 61 | 148 | 0 | 0
AKOLA ZONE | AKOLA CIRCLE | Akola Circle | Akola Circle | C610 |  |  | 0 |  |  | 0 | 0 | 0 | 0 | 0 |  | 0 | 0 | 0 |  |  |  | 0 | 0 | 0 | 41 |  | 0
|  |  | Akola Test | T610 |  |  | 0 |  |  | 0 | 0 | 0 | 0 | 0 |  | 0 | 0 | 0 |  |  |  | 0 | 0 | 196 | 1050 |  | 0
|  |  | Com Str Akola | W150 |  |  | 0 |  |  | 0 | 0 | 0 | 0 | 0 |  | 0 | 0 | 0 |  |  |  | 0 | 0 | 0 | 0 |  | 0
|  |  | com. Str.Kamptee | W654 |  |  | 0 |  |  | 0 | 0 | 0 | 0 | 0 |  | 0 | 0 | 0 |  |  |  | 0 | 0 | 0 | 19 |  | 0
|  | Akola Rural Division | Aalegaon | 8143 | 3 | 42 | 1 |  | 2 | 0 | 46 | 65 | 0 | 65 |  | 0 | 0 | 0 |  |  |  | 0 | 0 | 0 | 0 |  | 0
|  |  | AKOLA (R) SUB-DN | S280 |  |  | 0 |  |  | 0 | 0 | 39 | 0 | 39 |  | 0 | 4 | 0 |  |  |  | 0 | 0 | 0 | 0 |  | 0
|  |  | Akola R Div | D611 |  |  | 0 |  |  | 0 | 0 | 10 | 0 | 10 | 27 | 70 | 84 | 0 |  |  |  | 65 | 0 | 0 | 0 |  | 0
|  |  | Akola R-I | 2801 | 8 | 5 | 12 |  | 24 | 0 | 25 | 36 | 1 | 37 | 8 | 0 | 1 | 0 |  |  |  | 0 | 0 | 0 | 0 |  | 0
|  |  | Akola R-II | 2802 | 3 | 14 | 14 |  | 48 | 0 | 31 | 12 | 0 | 12 | 2 | 0 | 4 | 0 |  |  |  | 0 | 0 | 0 | 0 |  | 0
|  |  | Apatapa | 2805 |  |  | 1 |  | 15 | 0 | 1 | 10 | 0 | 10 | 1 | 0 | 0 | 0 |  |  |  | 0 | 0 | 0 | 0 |  | 0
|  |  | BALAPUR R2 | 2845 | 10 | 4 | 0 |  | 1 | 0 | 14 | 36 | 0 | 36 |  | 0 | 0 | 0 |  |  |  | 0 | 0 | 0 | 0 |  | 0
|  |  | BALAPUR RURAL01 | 2842 | 4 | 18 | 1 |  | 5 | 0 | 23 | 15 | 1 | 16 |  | 0 | 0 | 0 |  |  |  | 0 | 0 | 0 | 0 |  | 0
|  |  | BALAPUR SUB-DN | S284 |  | 1 | 1 |  |  | 0 | 2 | 6 | 0 | 6 | 1 | 0 | 1 | 0 |  |  |  | 20 | 0 | 0 | 1 |  | 0
|  |  | BALAPUR URBAN | 2841 | 377 | 14 | 5 |  |  | 0 | 396 | 7 | 0 | 7 | 2 | 0 | 0 | 0 |  |  |  | 0 | 0 | 0 | 0 |  | 0
|  |  | BARSHI TAKLI SUB | S756 |  |  | 0 |  |  | 0 | 0 | 5 | 0 | 5 | 2 | 0 | 0 | 0 |  |  |  | 0 | 0 | 0 | 4 |  | 0
|  |  | Barshitakali | 7561 | 56 | 189 | 21 |  | 1 | 5 | 271 | 49 | 0 | 49 | 3 | 0 | 2 | 0 |  |  |  | 0 | 0 | 0 | 0 |  | 0
|  |  | Borgaon Manju | 2806 |  | 5 | 0 |  | 1 | 0 | 5 | 34 | 1 | 35 | 4 | 0 | 1 | 0 |  |  |  | 0 | 0 | 0 | 0 |  | 0
|  |  | DHABA | 7565 | 2 | 13 | 0 |  |  | 0 | 15 | 17 | 0 | 17 |  | 0 | 0 | 0 |  |  |  | 0 | 0 | 0 | 0 |  | 0
|  |  | Durgwada | 2836 | 20 | 38 | 4 |  | 3 | 0 | 62 | 25 | 11 | 36 |  | 0 | 0 | 0 |  |  |  | 0 | 0 | 0 | 0 |  | 0
|  |  | Gandhigram | 2804 | 9 | 13 | 2 |  | 5 | 0 | 24 | 9 | 0 | 9 | 1 | 0 | 0 | 0 |  |  |  | 0 | 0 | 0 | 0 |  | 0
|  |  | HATGAON | 283A | 57 | 85 | 0 |  |  | 1 | 143 | 11 | 4 | 15 |  | 0 | 0 | 0 |  |  |  | 0 | 0 | 0 | 0 |  | 0
|  |  | Jamthi | 2835 | 61 | 33 | 0 |  |  | 0 | 94 | 0 | 0 | 0 |  | 0 | 0 | 0 |  |  |  | 0 | 0 | 0 | 0 |  | 0
|  |  | KAPASHI | 7563 | 2 | 63 | 1 |  |  | 0 | 66 | 23 | 0 | 23 |  | 1 | 0 | 0 |  |  |  | 0 | 0 | 0 | 0 |  | 0
|  |  | KARANAJA RAM | 2843 | 26 | 12 | 2 |  | 8 | 0 | 40 | 36 | 0 | 36 |  | 0 | 0 | 0 |  |  |  | 0 | 0 | 0 | 0 |  | 0
|  |  | KURANKHED | 2837 | 80 | 67 | 4 |  | 11 | 0 | 151 | 25 | 8 | 33 |  | 0 | 0 | 0 |  |  |  | 0 | 0 | 0 | 0 |  | 0
|  |  | Kurum | 2834 | 12 | 123 | 0 |  |  | 0 | 135 | 6 | 1 | 7 | 3 | 0 | 1 | 0 |  |  |  | 0 | 0 | 0 | 0 |  | 0
|  |  | MAHAN | 7562 | 1 | 16 | 3 |  | 2 | 0 | 20 | 34 | 0 | 34 | 1 | 2 | 0 | 0 |  |  |  | 0 | 0 | 0 | 0 |  | 0
|  |  | Mana | 2833 | 25 | 113 | 0 |  |  | 0 | 138 | 7 | 0 | 7 | 1 | 0 | 0 | 0 |  |  |  | 0 | 0 | 0 | 0 |  | 0
|  |  | MURTIZAPUR SUB-D | S283 | 740 | 123 | 7 |  |  | 0 | 870 | 27 | 0 | 27 |  | 0 | 3 | 0 |  |  |  | 0 | 0 | 0 | 2 |  | 0
|  |  | NIMKARDA | 2844 |  | 2 | 0 |  |  | 0 | 2 | 27 | 8 | 35 | 2 | 0 | 0 | 0 |  |  |  | 0 | 0 | 0 | 0 |  | 0
|  |  | Patur Rural | 8142 | 7 | 2 | 2 |  | 1 | 1 | 12 | 29 | 22 | 51 |  | 0 | 0 | 0 |  |  |  | 0 | 0 | 0 | 0 |  | 0
|  |  | PATUR SUB-DIVISI | S814 |  | 2 | 0 |  |  | 0 | 2 | 2 | 0 | 2 |  | 0 | 1 | 0 |  |  |  | 0 | 0 | 0 | 1 |  | 0
|  |  | Patur Urban | 8141 | 271 | 128 | 5 |  | 1 | 1 | 405 | 18 | 8 | 26 |  | 0 | 0 | 0 |  |  |  | 0 | 0 | 0 | 0 |  | 0
|  |  | PINJAR | 7564 | 49 | 41 | 7 |  | 1 | 0 | 97 | 22 | 0 | 22 |  | 2 | 0 | 0 |  |  |  | 0 | 0 | 0 | 0 |  | 0
|  |  | R 1 CENTER | 2838 | 60 | 12 | 0 |  |  | 0 | 72 | 16 | 0 | 16 |  | 0 | 0 | 0 |  |  |  | 0 | 0 | 0 | 0 |  | 0
|  |  | R 2 CENTER | 2839 | 86 | 12 | 8 |  | 1 | 0 | 106 | 15 | 7 | 22 | 1 | 0 | 0 | 0 |  |  |  | 0 | 0 | 0 | 0 |  | 0
|  |  | Sasti | 8144 |  | 5 | 2 |  |  | 0 | 7 | 39 | 0 | 39 |  | 0 | 0 | 0 |  |  |  | 0 | 0 | 0 | 0 |  | 0
|  |  | URBAN-1 | 2831 | 139 | 1 | 0 |  |  | 0 | 140 | 5 | 0 | 5 | 4 | 0 | 0 | 0 |  |  |  | 0 | 0 | 0 | 0 |  | 0
|  |  | URBAN-2 | 2832 | 13 |  | 0 |  |  | 0 | 13 | 5 | 0 | 5 | 3 | 0 | 0 | 0 |  |  |  | 0 | 0 | 0 | 0 |  | 0
|  |  | Vendor Store Loc | V001 |  |  | 0 |  |  | 0 | 0 | 0 | 0 | 0 |  | 0 | 1 | 0 |  |  |  | 0 | 0 | 0 | 0 |  | 0
|  |  | Wadegaon | 2846 | 6 | 18 | 0 |  |  | 0 | 24 | 7 | 0 | 7 |  | 0 | 0 | 0 |  |  |  | 0 | 0 | 0 | 0 |  | 0
|  |  | Wani Rambhapur | 2803 | 3 | 10 | 0 |  | 15 | 0 | 13 | 35 | 0 | 35 | 2 | 0 | 0 | 0 |  |  |  | 0 | 0 | 0 | 0 |  | 0
|  | DIVISION TOTAL |  |  | 2130 | 1224 | 103 | 0 | 145 | 8 | 3465 | 764 | 72 | 836 | 68 | 75 | 103 | 0 | 0 | 0 | 0 | 85 | 0 | 0 | 8 | 0 | 0
|  | Akola Urban Division | Akola U Div | D150 |  | 201 | 0 | 1 | 1 | 15 | 216 | 1 | 0 | 1 | 5 | 2 | 1 | 0 |  |  |  | 28 | 20 | 0 | 7 |  | 0
|  |  | AKOLA U-I S/DN | S275 |  |  | 0 |  |  | 0 | 0 | 0 | 0 | 0 | 39 | 8 | 16 | 0 |  |  |  | 0 | 23 | 0 | 0 |  | 0
|  |  | AKOLA U-II S/DN | S570 |  | 304 | 3 |  |  | 0 | 307 | 21 | 0 | 21 | 24 | 0 | 16 | 0 |  |  |  | 11 | 19 | 0 | 0 |  | 0
|  |  | AKOLA U-III S/DN | S592 |  | 570 | 3 |  |  | 0 | 573 | 3 | 6 | 9 | 8 | 0 | 0 | 0 |  |  |  | 6 | 0 | 0 | 0 |  | 0
|  |  | FCC01 | 5923 | 2 | 20 | 2 |  |  | 0 | 24 | 2 | 0 | 2 | 1 | 0 | 0 | 0 |  |  |  | 0 | 0 | 0 | 0 |  | 0
|  |  | FCC05 | 5924 | 7 | 163 | 2 |  |  | 0 | 172 | 3 | 0 | 3 |  | 0 | 0 | 0 |  |  |  | 0 | 0 | 0 | 0 |  | 0
|  |  | FCC06 | 5922 | 17 | 142 | 6 |  | 10 | 3 | 168 | 4 | 0 | 4 | 1 | 0 | 0 | 0 |  |  |  | 0 | 0 | 0 | 0 |  | 0
|  |  | FCC11 | 5705 | 8 | 123 | 3 |  | 1 | 0 | 134 | 4 | 0 | 4 |  | 0 | 0 | 0 |  |  |  | 0 | 0 | 0 | 0 |  | 0
|  |  | FCC12 | 5921 | 9 | 33 | 4 |  | 7 | 0 | 46 | 3 | 0 | 3 | 4 | 0 | 0 | 0 |  |  |  | 0 | 1 | 0 | 0 |  | 0
|  |  | FCC13 | 5706 | 10 | 183 | 9 |  | 10 | 1 | 203 | 6 | 0 | 6 |  | 0 | 0 | 0 |  |  |  | 0 | 0 | 0 | 0 |  | 0
|  |  | FCC3 | 5701 | 6 | 124 | 2 |  | 1 | 1 | 133 | 4 | 0 | 4 |  | 0 | 0 | 0 |  |  |  | 0 | 0 | 0 | 0 |  | 0
|  |  | FCC7 | 5702 | 10 | 36 | 1 |  |  | 1 | 48 | 10 | 0 | 10 | 29 | 0 | 0 | 0 |  |  |  | 0 | 0 | 0 | 0 |  | 0
|  |  | FCC8 | 5704 |  | 107 | 0 |  |  | 0 | 107 | 2 | 0 | 2 |  | 0 | 0 | 0 |  |  |  | 0 | 0 | 0 | 0 |  | 0
|  |  | FUSE CAL CENT.02 | 2753 | 1 | 277 | 5 |  | 15 | 1 | 284 | 17 | 0 | 17 | 5 | 0 | 6 | 0 |  |  |  | 0 | 0 | 0 | 0 |  | 0
|  |  | FUSE CAL CENT.04 | 2751 | 23 | 195 | 1 |  |  | 0 | 219 | 8 | 2 | 10 | 2 | 0 | 0 | 0 |  |  |  | 0 | 8 | 0 | 0 |  | 0
|  |  | FUSE CAL CENT.09 | 2754 | 106 | 647 | 34 |  | 1 | 7 | 794 | 16 | 11 | 27 | 8 | 0 | 15 | 0 |  |  |  | 0 | 0 | 0 | 0 |  | 0
|  |  | FUSE CAL CENT.10 | 2752 | 86 | 310 | 0 |  |  | 0 | 396 | 3 | 8 | 11 | 6 | 0 | 5 | 0 |  |  |  | 0 | 9 | 0 | 0 |  | 0
|  | DIVISION TOTAL |  |  | 285 | 3435 | 75 | 1 | 46 | 29 | 3824 | 107 | 27 | 134 | 132 | 10 | 59 | 0 | 0 | 0 | 0 | 45 | 80 | 0 | 7 | 0 | 0
|  | AKOT DIVISION | ADGAON BK | 2825 | 6 | 58 | 0 |  | 1 | 0 | 64 | 107 | 16 | 123 | 1 | 0 | 0 | 0 |  |  |  | 0 | 0 | 0 | 0 |  | 0
|  |  | AKOT DIVISION | D610 |  |  | 2 |  |  | 0 | 2 | 2 | 0 | 2 |  | 0 | 0 | 0 |  |  |  | 0 | 0 | 0 | 0 |  | 0
|  |  | AKOT SUB DN | S281 | 20 |  | 0 |  |  | 0 | 20 | 0 | 0 | 0 | 5 | 0 | 0 | 0 |  |  |  | 0 | 0 | 0 | 0 |  | 0
|  |  | BHAMBERI | 2826 | 16 | 117 | 11 |  | 16 | 0 | 144 | 60 | 47 | 107 | 1 | 0 | 0 | 0 |  |  |  | 0 | 0 | 0 | 0 |  | 0
|  |  | Chohotta | 2819 | 160 | 101 | 0 |  |  | 0 | 261 | 0 | 0 | 0 |  | 0 | 0 | 0 |  |  |  | 0 | 0 | 0 | 0 |  | 0
|  |  | Dahihanda | 2818 | 52 | 266 | 1 |  | 1 | 0 | 319 | 0 | 0 | 0 |  | 0 | 0 | 0 |  |  |  | 0 | 0 | 0 | 0 |  | 0
|  |  | DANAPUR | 2823 | 27 | 27 | 1 |  |  | 0 | 55 | 52 | 0 | 52 |  | 0 | 0 | 0 |  |  |  | 0 | 0 | 0 | 0 |  | 0
|  |  | HIWARKHED | 2822 | 70 | 123 | 0 |  |  | 0 | 193 | 62 | 0 | 62 | 2 | 0 | 0 | 0 |  |  |  | 0 | 0 | 0 | 0 |  | 0
|  |  | Panaj | 281A | 457 | 10 | 4 |  |  | 0 | 471 | 1 | 0 | 1 |  | 0 | 0 | 0 |  |  |  | 0 | 0 | 0 | 0 |  | 0
|  |  | Rural North | 2814 | 172 | 98 | 1 |  |  | 0 | 271 | 2 | 0 | 2 |  | 0 | 0 | 0 |  |  |  | 0 | 0 | 0 | 0 |  | 0
|  |  | Rural South | 2815 | 260 | 54 | 0 |  |  | 0 | 314 | 0 | 0 | 0 |  | 0 | 0 | 0 |  |  |  | 0 | 0 | 0 | 0 |  | 0
|  |  | Sawara | 2816 | 89 | 50 | 2 |  | 5 | 1 | 142 | 2 | 0 | 2 |  | 0 | 0 | 0 |  |  |  | 0 | 0 | 0 | 0 |  | 0
|  |  | TELHARA R-I | 2824 | 9 | 66 | 0 |  |  | 0 | 75 | 3 | 0 | 3 | 2 | 0 | 0 | 0 |  |  |  | 0 | 0 | 0 | 0 |  | 0
|  |  | TELHARA R-II | 2827 | 86 | 121 | 12 |  | 2 | 0 | 219 | 46 | 0 | 46 |  | 0 | 0 | 0 |  |  |  | 0 | 0 | 0 | 0 |  | 0
|  |  | TELHARA SUB-DN. | S282 |  | 20 | 0 |  | 0 | 0 | 20 | 2 | 0 | 2 | 6 | 0 | 0 | 0 |  |  |  | 0 | 0 | 0 | 0 |  | 0
|  |  | TELHARA URBAN | 2821 | 892 | 1 | 2 |  | 4 | 0 | 895 | 3 | 0 | 3 | 1 | 0 | 0 | 0 |  |  |  | 0 | 0 | 0 | 0 |  | 0
|  |  | Umara | 2817 | 87 | 34 | 0 |  |  | 0 | 121 | 1 | 0 | 1 |  | 0 | 0 | 0 |  |  |  | 0 | 0 | 0 | 0 |  | 0
|  |  | Urban I | 2811 | 201 |  | 0 |  |  | 0 | 201 | 0 | 0 | 0 |  | 0 | 0 | 0 |  |  |  | 0 | 0 | 0 | 0 |  | 0
|  |  | Urban II | 2812 | 392 | 14 | 0 |  |  | 0 | 406 | 0 | 0 | 0 |  | 0 | 0 | 0 |  |  |  | 0 | 0 | 0 | 0 |  | 0
|  |  | Urban III | 2813 | 169 | 17 | 2 |  | 1 | 0 | 188 | 0 | 0 | 0 |  | 0 | 0 | 0 |  |  |  | 0 | 0 | 0 | 0 |  | 0
|  | DIVISION TOTAL |  |  | 3165 | 1177 | 38 | 0 | 30 | 1 | 4381 | 343 | 63 | 406 | 18 | 0 | 0 | 0 | 0 | 0 | 0 | 0 | 0 | 0 | 0 | 0 | 0
| CIRCLE TOTAL |  |  |  | 5580 | 5836 | 216 | 1 | 221 | 38 | 11670 | 1214 | 162 | 1376 | 218 | 85 | 162 | 0 | 0 | 0 | 0 | 130 | 80 | 196 | 1125 | 0 | 0
| BULDHANA CIRCLE | Buldana Circle | Buldana Circle | C615 |  |  | 0 |  |  | 0 | 0 | 0 | 0 | 0 | 26 | 0 | 0 | 0 |  |  |  | 0 | 0 | 0 | 20 |  | 0
|  |  | Com Str Khamgaon | W614 |  |  | 0 |  |  | 0 | 0 | 41 | 0 | 41 |  | 0 | 0 | 0 |  |  |  | 0 | 0 | 0 | 10 |  | 0
|  |  | com. Str.Kamptee | W654 |  |  | 0 |  |  | 0 | 0 | 0 | 0 | 0 |  | 0 | 0 | 0 |  |  |  | 0 | 0 | 0 | 26 |  | 0
|  | Buldana Division | AMDAPUR | 2865 | 3 |  | 0 |  |  | 0 | 3 | 16 | 3 | 19 |  | 0 | 0 | 0 |  |  |  | 0 | 0 | 0 | 0 |  | 0
|  |  | andhera | 2874 |  | 50 | 0 |  | 4 | 0 | 50 | 5 | 0 | 5 |  | 0 | 0 | 0 |  |  |  | 0 | 0 | 0 | 0 |  | 0
|  |  | Buldana Div | D613 |  |  | 0 |  | 773 | 0 | 0 | 48 | 44 | 92 | 1 | 0 | 0 | 0 |  |  |  | 0 | 0 | 0 | 0 |  | 0
|  |  | BULDANA SUB-DN | S285 |  | 2 | 0 |  |  | 0 | 2 | 33 | 0 | 33 |  | 0 | 0 | 0 |  |  |  | 0 | 0 | 0 | 0 |  | 0
|  |  | Buldhan Rural II | 2856 |  |  | 0 |  |  | 0 | 0 | 0 | 0 | 0 | 1 | 0 | 0 | 0 |  |  |  | 0 | 0 | 0 | 0 |  | 0
|  |  | Buldhana Rural I | 2855 | 1 |  | 0 |  |  | 0 | 1 | 6 | 1 | 7 | 1 | 0 | 0 | 0 |  |  |  | 0 | 0 | 0 | 0 |  | 0
|  |  | CHANDOL | 6685 | 3 |  | 0 |  | 5 | 0 | 3 | 1 | 5 | 6 |  | 0 | 0 | 0 |  |  |  | 0 | 0 | 0 | 0 |  | 0
|  |  | CHIKHLI | S286 | 10 | 4 | 0 |  |  | 0 | 14 | 19 | 0 | 19 | 1 | 0 | 0 | 0 |  |  |  | 0 | 0 | 0 | 0 |  | 0
|  |  | CHIKHLI R1 | 2862 |  |  | 0 |  |  | 0 | 0 | 4 | 1 | 5 |  | 0 | 0 | 0 |  |  |  | 0 | 0 | 0 | 0 |  | 0
|  |  | CHIKHLI RII | 2863 |  |  | 0 |  |  | 0 | 0 | 8 | 0 | 8 | 2 | 0 | 0 | 0 |  |  |  | 0 | 0 | 0 | 0 |  | 0
|  |  | chikhli urban | 2861 | 59 | 1 | 4 |  |  | 0 | 64 | 4 | 0 | 4 | 2 | 0 | 0 | 0 |  |  |  | 0 | 0 | 0 | 0 |  | 0
|  |  | DEULGAON MAHI | 2873 | 28 | 9 | 3 |  |  | 0 | 40 | 18 | 2 | 20 |  | 0 | 0 | 0 |  |  |  | 0 | 0 | 0 | 0 |  | 0
|  |  | DEULGAON RAJA -R | 2872 | 20 | 46 | 0 |  |  | 3 | 69 | 21 | 0 | 21 | 1 | 0 | 0 | 0 |  |  |  | 0 | 0 | 0 | 0 |  | 0
|  |  | DEULGAON RAJA- U | 2871 | 32 | 4 | 0 |  |  | 0 | 36 | 2 | 0 | 2 | 2 | 0 | 0 | 0 |  |  |  | 0 | 0 | 0 | 0 |  | 0
|  |  | DHAD I | 6681 |  |  | 0 |  |  | 0 | 0 | 2 | 0 | 2 |  | 0 | 0 | 0 |  |  |  | 0 | 0 | 0 | 0 |  | 0
|  |  | DHAD II | 6682 | 1 |  | 0 |  |  | 0 | 1 | 3 | 0 | 3 |  | 0 | 0 | 0 |  |  |  | 0 | 0 | 0 | 0 |  | 0
|  |  | DHAD S/DN. | S668 | 15 |  | 0 |  |  | 0 | 15 | 0 | 0 | 0 | 1 | 0 | 0 | 0 |  |  |  | 0 | 0 | 0 | 0 |  | 0
|  |  | Dhamangaon | 6683 |  | 2 | 0 |  |  | 0 | 2 | 0 | 0 | 0 |  | 0 | 0 | 0 |  |  |  | 0 | 0 | 0 | 0 |  | 0
|  |  | D'RAJA SUB-DN | S287 |  | 10 | 2 |  |  | 0 | 12 | 59 | 2 | 61 | 4 | 0 | 0 | 0 |  |  |  | 0 | 0 | 0 | 0 |  | 0
|  |  | dusarbid | 9743 | 2 | 10 | 0 |  |  | 0 | 12 | 10 | 0 | 10 |  | 0 | 0 | 0 |  |  |  | 0 | 0 | 0 | 0 |  | 0
|  |  | Kelwad | 2853 | 13 | 1 | 0 |  |  | 2 | 16 | 9 | 0 | 9 |  | 0 | 0 | 0 |  |  |  | 0 | 0 | 0 | 0 |  | 0
|  |  | kingaonraja | 9741 | 3 | 3 | 0 |  |  | 0 | 6 | 0 | 0 | 0 |  | 0 | 0 | 0 |  |  |  | 0 | 0 | 0 | 0 |  | 0
|  |  | MERA KD | 2864 | 1 |  | 0 |  |  | 0 | 1 | 3 | 0 | 3 |  | 0 | 0 | 0 |  |  |  | 0 | 0 | 0 | 0 |  | 0
|  |  | RAIPUR | 6684 | 5 |  | 0 |  |  | 0 | 5 | 1 | 0 | 1 |  | 0 | 0 | 0 |  |  |  | 0 | 0 | 0 | 0 |  | 0
|  |  | sakharkherda | 9744 | 5 | 3 | 0 |  |  | 0 | 8 | 8 | 0 | 8 |  | 0 | 0 | 0 |  |  |  | 0 | 0 | 0 | 0 |  | 0
|  |  | SHINDKHED S/DN. | S974 |  | 51 | 0 |  |  | 4 | 55 | 85 | 6 | 91 | 5 | 0 | 0 | 0 |  |  |  | 0 | 0 | 0 | 0 |  | 0
|  |  | shindkhedraja | 9742 | 2 | 6 | 0 |  |  | 1 | 9 | 5 | 0 | 5 |  | 0 | 0 | 0 |  |  |  | 0 | 0 | 0 | 0 |  | 0
|  |  | UNDRI | 2866 |  | 2 | 0 |  |  | 0 | 2 | 2 | 0 | 2 |  | 0 | 0 | 0 |  |  |  | 0 | 0 | 0 | 0 |  | 0
|  |  | Urban II | 2852 | 41 | 3 | 0 |  |  | 0 | 44 | 7 | 0 | 7 | 1 | 0 | 0 | 0 |  |  |  | 0 | 0 | 0 | 0 |  | 0
|  | DIVISION TOTAL |  |  | 244 | 207 | 9 | 0 | 782 | 10 | 470 | 379 | 64 | 443 | 22 | 0 | 0 | 0 | 0 | 0 | 0 | 0 | 0 | 0 | 0 | 0 | 0
|  | Khamgaon Division | ATALI | 2914 | 14 | 2 | 0 |  |  | 0 | 16 | 35 | 0 | 35 |  | 0 | 0 | 0 |  |  |  | 0 | 0 | 0 | 0 |  | 0
|  |  | BIBI | 5514 | 14 | 16 | 0 |  |  | 0 | 30 | 15 | 9 | 24 |  | 0 | 0 | 0 |  |  |  | 0 | 0 | 0 | 0 |  | 0
|  |  | Cotton market | 2903 | 18 | 3 | 0 |  |  | 0 | 21 | 8 | 0 | 8 |  | 0 | 0 | 0 |  |  |  | 0 | 0 | 0 | 0 |  | 0
|  |  | Dongaon 1 | 2945 | 8 | 1 | 0 |  |  | 0 | 9 | 39 | 3 | 42 | 2 | 0 | 0 | 0 |  |  |  | 0 | 0 | 0 | 0 |  | 0
|  |  | Dongaon 2 | 2946 |  |  | 0 |  |  | 0 | 0 | 53 | 7 | 60 | 2 | 0 | 0 | 0 |  |  |  | 0 | 0 | 0 | 0 |  | 0
|  |  | FARSHI | 2904 | 40 | 5 | 0 |  | 1 | 0 | 45 | 4 | 1 | 5 |  | 1 | 0 | 0 |  |  |  | 0 | 0 | 0 | 0 |  | 0
|  |  | FCC-I NANDURA RD | 2902 | 140 | 6 | 0 |  | 2 | 0 | 146 | 13 | 5 | 18 |  | 3 | 0 | 0 |  |  |  | 0 | 0 | 0 | 0 |  | 0
|  |  | FCC-II (MIDC) | 2901 |  | 4 | 0 |  |  | 0 | 4 | 0 | 2 | 2 |  | 3 | 2 | 1 |  |  |  | 0 | 0 | 0 | 0 |  | 0
|  |  | JALAMB | 2916 | 6 |  | 0 |  |  | 0 | 6 | 0 | 0 | 0 |  | 1 | 0 | 0 | 2 |  |  | 0 | 0 | 0 | 0 |  | 0
|  |  | Janefal | 2947 |  |  | 0 |  |  | 0 | 0 | 14 | 6 | 20 | 2 | 0 | 0 | 0 |  |  |  | 0 | 0 | 0 | 0 |  | 0
|  |  | KHAMGAON | S290 |  | 3 | 1 |  | 1 | 0 | 4 | 0 | 0 | 0 | 11 | 0 | 0 | 9 |  |  |  | 0 | 0 | 0 | 0 |  | 0
|  |  | Khamgaon Div | D614 | 20 |  | 0 |  | 2938 | 0 | 20 | 51 | 0 | 51 |  | 60 | 11 | 125 | 33 |  |  | 0 | 0 | 0 | 0 |  | 0
|  |  | KHAMGAON R I | 2911 |  | 3 | 0 |  |  | 0 | 3 | 1 | 0 | 1 |  | 4 | 1 | 0 |  |  |  | 0 | 0 | 0 | 0 |  | 0
|  |  | KHAMGAON(R) S/DN | S291 |  |  | 0 |  |  | 0 | 0 | 38 | 1 | 39 |  | 0 | 0 | 0 |  |  |  | 0 | 0 | 0 | 0 |  | 0
|  |  | KOLORI | 2915 | 7 |  | 0 |  |  | 0 | 7 | 14 | 0 | 14 |  | 0 | 0 | 0 |  |  |  | 0 | 0 | 0 | 0 |  | 0
|  |  | LONAR II | 5512 | 8 | 62 | 0 |  |  | 0 | 70 | 4 | 0 | 4 |  | 0 | 0 | 0 |  |  |  | 0 | 0 | 0 | 0 |  | 0
|  |  | LONAR S/DN. | S551 | 3 |  | 0 |  |  | 0 | 3 | 5 | 0 | 5 | 4 | 0 | 2 | 0 |  |  |  | 0 | 0 | 0 | 0 |  | 0
|  |  | LONAR URBAN | 5511 | 3 | 24 | 2 |  |  | 0 | 29 | 1 | 5 | 6 |  | 3 | 0 | 0 |  |  |  | 0 | 0 | 0 | 0 |  | 0
|  |  | MEHEKAR | S294 | 3 |  | 0 |  |  | 0 | 3 | 86 | 0 | 86 | 4 | 0 | 0 | 0 |  |  |  | 0 | 0 | 0 | 0 |  | 0
|  |  | PIMPALGAN RAJ-II | 2913 | 6 |  | 0 |  |  | 0 | 6 | 7 | 2 | 9 |  | 0 | 0 | 0 |  |  |  | 0 | 0 | 0 | 0 |  | 0
|  |  | PIMPALGAON RAJ-I | 2912 | 1 |  | 0 |  |  | 0 | 1 | 12 | 5 | 17 |  | 0 | 0 | 0 |  |  |  | 0 | 0 | 0 | 0 |  | 0
|  |  | Rural 1 | 2943 |  | 2 | 0 |  |  | 0 | 2 | 10 | 1 | 11 | 1 | 0 | 0 | 0 |  |  |  | 0 | 0 | 0 | 0 |  | 0
|  |  | Rural 2 | 2944 | 2 |  | 0 |  |  | 0 | 2 | 1 | 0 | 1 | 1 | 0 | 0 | 0 |  |  |  | 0 | 0 | 0 | 0 |  | 0
|  |  | sangrampur | 8091 | 1 | 1 | 0 |  |  | 0 | 2 | 2 | 0 | 2 |  | 0 | 0 | 0 |  |  |  | 0 | 0 | 0 | 0 |  | 0
|  |  | SANGRAMPUR S/DN. | S809 | 1 |  | 0 |  |  | 0 | 1 | 4 | 0 | 4 |  | 0 | 0 | 0 |  |  |  | 0 | 0 | 0 | 0 |  | 0
|  |  | Shegaon Rural | 5282 | 18 | 5 | 0 |  |  | 0 | 23 | 15 | 2 | 17 | 5 | 2 | 1 | 0 |  |  |  | 0 | 0 | 0 | 0 |  | 0
|  |  | SHEGAON S/DN. | S528 | 6 | 1 | 0 |  | 1 | 0 | 7 | 8 | 0 | 8 | 3 | 1 | 0 | 0 |  |  |  | 0 | 0 | 0 | 0 |  | 0
|  |  | Shegaon Urban | 5281 | 50 | 9 | 0 |  |  | 0 | 59 | 10 | 3 | 13 | 4 | 3 | 1 | 0 |  |  |  | 0 | 0 | 0 | 0 |  | 0
|  |  | sonala | 8093 | 3 | 4 | 0 |  |  | 0 | 7 | 8 | 0 | 8 |  | 0 | 0 | 0 |  |  |  | 0 | 0 | 0 | 0 |  | 0
|  |  | Sultanpur | 5513 |  | 1 | 0 |  |  | 0 | 1 | 1 | 0 | 1 |  | 0 | 0 | 0 |  |  |  | 0 | 0 | 0 | 0 |  | 0
|  |  | Urban 1 | 2941 | 2 |  | 0 |  |  | 0 | 2 | 5 | 0 | 5 |  | 0 | 0 | 0 |  |  |  | 0 | 0 | 0 | 0 |  | 0
|  |  | Urban 2 | 2942 | 12 | 9 | 0 |  |  | 0 | 21 | 5 | 2 | 7 | 2 | 0 | 0 | 0 |  |  |  | 0 | 0 | 0 | 0 |  | 0
|  |  | URBAN-III | 2905 | 16 |  | 0 |  |  | 0 | 16 | 8 | 0 | 8 | 1 | 1 | 0 | 0 | 1 |  |  | 0 | 0 | 0 | 0 |  | 0
|  |  | warwat bakal | 8092 | 2 |  | 0 |  |  | 0 | 2 | 14 | 0 | 14 |  | 9 | 0 | 0 |  |  |  | 0 | 0 | 0 | 0 |  | 0
|  | DIVISION TOTAL |  |  | 404 | 161 | 3 | 0 | 2943 | 0 | 568 | 491 | 54 | 545 | 42 | 91 | 18 | 135 | 36 | 0 | 0 | 0 | 0 | 0 | 0 | 0 | 0
|  | Malkapur Division | ASALGAON | 2933 |  | 4 | 1 |  | 1 | 0 | 5 | 0 | 11 | 11 |  | 0 | 0 | 0 |  |  |  | 0 | 0 | 0 | 0 |  | 0
|  |  | Datala I | 2886 |  |  | 0 |  | 2 | 0 | 0 | 1 | 5 | 6 |  | 0 | 0 | 0 |  |  |  | 0 | 0 | 0 | 0 |  | 0
|  |  | JALGAON JALMOD S | S293 |  |  | 0 |  |  | 0 | 0 | 60 | 2 | 62 | 1 | 5 | 47 | 0 |  |  |  | 0 | 0 | 0 | 0 |  | 0
|  |  | JALGAON R. | 2934 |  |  | 0 |  |  | 0 | 0 | 9 | 0 | 9 |  | 0 | 0 | 0 |  |  |  | 0 | 0 | 0 | 0 |  | 0
|  |  | Jalgaon urban 1 | 2931 |  | 1 | 0 |  |  | 0 | 1 | 2 | 0 | 2 |  | 0 | 0 | 0 |  |  |  | 0 | 0 | 0 | 0 |  | 0
|  |  | jalgaon urban 2 | 2932 |  |  | 1 |  |  | 0 | 1 | 1 | 0 | 1 |  | 0 | 0 | 0 |  |  |  | 0 | 0 | 0 | 0 |  | 0
|  |  | JAMOD | 2936 | 1 |  | 0 |  |  | 0 | 1 | 18 | 12 | 30 |  | 0 | 0 | 0 |  |  |  | 0 | 0 | 0 | 0 |  | 0
|  |  | JE Datala II | 2893 | 1 | 3 | 0 |  | 5 | 0 | 4 | 15 | 0 | 15 |  | 0 | 0 | 0 |  |  |  | 0 | 0 | 0 | 0 |  | 0
|  |  | JE Motala R1 | 2891 |  | 4 | 3 |  | 4 | 0 | 7 | 39 | 1 | 40 |  | 0 | 0 | 0 |  |  |  | 0 | 0 | 0 | 0 |  | 0
|  |  | JE Motala R2 | 2892 | 11 | 33 | 0 |  | 1 | 0 | 44 | 14 | 39 | 53 |  | 0 | 0 | 0 |  |  |  | 0 | 0 | 0 | 0 |  | 0
|  |  | JE s,bazar | 2894 |  | 1 | 0 |  |  | 0 | 1 | 0 | 0 | 0 |  | 0 | 0 | 0 |  |  |  | 0 | 0 | 0 | 0 |  | 0
|  |  | Malkapur Div | D615 |  |  | 0 |  |  | 0 | 0 | 19 | 0 | 19 |  | 77 | 135 | 62 |  | 249 |  | 249 | 0 | 0 | 0 |  | 0
|  |  | MALKAPUR S/DN. | S288 |  |  | 1 |  |  | 0 | 1 | 43 | 0 | 43 | 35 | 1 | 42 | 0 | 4 |  |  | 0 | 0 | 0 | 0 |  | 0
|  |  | MOTALA S. DN. | S289 | 15 |  | 7 |  |  | 4 | 26 | 56 | 0 | 56 |  | 5 | 48 | 0 |  |  |  | 0 | 0 | 0 | 0 |  | 0
|  |  | NAIGAON | 2925 | 6 | 2 | 1 |  |  | 0 | 9 | 28 | 1 | 29 |  | 0 | 0 | 0 |  |  |  | 0 | 0 | 0 | 0 |  | 0
|  |  | Nandura (U) | 2921 | 6 |  | 0 |  | 1 | 0 | 6 | 9 | 0 | 9 | 1 | 1 | 0 | 0 |  |  |  | 0 | 0 | 0 | 0 |  | 0
|  |  | Nandura R-I | 2923 |  |  | 0 |  |  | 0 | 0 | 11 | 0 | 11 |  | 0 | 0 | 0 |  |  |  | 0 | 0 | 0 | 0 |  | 0
|  |  | Nandura R-II | 2924 |  | 11 | 0 |  |  | 2 | 13 | 40 | 2 | 42 |  | 0 | 0 | 0 |  |  |  | 0 | 0 | 0 | 0 |  | 0
|  |  | NANDURA S/DN. | S292 |  |  | 0 |  |  | 0 | 0 | 35 | 0 | 35 | 4 | 6 | 49 | 0 |  |  |  | 0 | 0 | 0 | 0 |  | 0
|  |  | pimpalgaon kale | 2935 | 4 | 6 | 0 |  |  | 1 | 11 | 0 | 6 | 6 |  | 0 | 0 | 0 |  |  |  | 0 | 0 | 0 | 0 |  | 0
|  |  | Rural III | 2885 | 4 | 1 | 0 |  |  | 0 | 5 | 10 | 10 | 20 |  | 0 | 1 | 0 |  |  |  | 0 | 0 | 0 | 0 |  | 0
|  |  | Rural I | 2883 | 8 | 3 | 0 |  | 6 | 0 | 11 | 27 | 0 | 27 |  | 0 | 0 | 0 |  |  |  | 0 | 0 | 0 | 0 |  | 0
|  |  | Rural II | 2884 |  | 2 | 0 |  |  | 0 | 2 | 6 | 0 | 6 |  | 0 | 0 | 0 |  |  |  | 0 | 0 | 0 | 0 |  | 0
|  |  | Shemba | 2926 |  | 2 | 0 |  |  | 0 | 2 | 5 | 0 | 5 |  | 0 | 0 | 0 |  |  |  | 0 | 0 | 0 | 0 |  | 0
|  |  | sub engg D-badhe | 2896 |  |  | 3 |  |  | 0 | 3 | 11 | 0 | 11 |  | 0 | 0 | 0 |  |  |  | 0 | 0 | 0 | 0 |  | 0
|  |  | sub Engg Nipana | 2895 |  |  | 1 |  | 5 | 0 | 1 | 3 | 0 | 3 |  | 0 | 0 | 0 |  |  |  | 0 | 0 | 0 | 0 |  | 0
|  |  | Urban I | 2881 | 5 | 8 | 2 |  | 7 | 0 | 15 | 0 | 1 | 1 |  | 3 | 8 | 0 | 4 |  |  | 0 | 0 | 0 | 0 |  | 0
|  |  | Urban II | 2882 | 5 | 4 | 0 |  | 1 | 0 | 9 | 6 | 2 | 8 |  | 2 | 0 | 0 | 3 |  |  | 0 | 0 | 0 | 0 |  | 0
|  |  | Vendor Store Loc | V001 |  |  | 0 |  |  | 0 | 0 | 0 | 0 | 0 |  | 0 | 2 | 6 |  |  |  | 0 | 0 | 0 | 0 |  | 0
|  |  | Wadner Bholji | 2922 | 2 | 1 | 0 |  |  | 0 | 3 | 27 | 0 | 27 | 1 | 0 | 0 | 0 |  |  |  | 0 | 0 | 0 | 0 |  | 0
|  | DIVISION TOTAL |  |  | 68 | 86 | 20 | 0 | 33 | 7 | 181 | 495 | 92 | 587 | 42 | 100 | 332 | 68 | 11 | 249 | 0 | 249 | 0 | 0 | 0 | 0 | 0
| CIRCLE TOTAL |  |  |  | 716 | 454 | 32 | 0 | 3758 | 17 | 1219 | 1406 | 210 | 1616 | 132 | 191 | 350 | 203 | 47 | 249 | 0 | 249 | 0 | 0 | 56 | 0 | 0
| WASHIM CIRCLE | Washim Circle | Cmn Str Kamptee | W654 |  |  | 0 |  |  | 0 | 0 | 0 | 0 | 0 |  | 0 | 0 | 0 |  |  |  | 0 | 0 | 0 | 20 |  | 0
|  | Washim Division | Ansing | 2766 |  | 89 | 5 |  | 81 | 0 | 94 | 128 | 0 | 128 | 3 | 0 | 0 | 0 |  |  |  | 0 | 0 | 0 | 0 |  | 0
|  |  | ASEGAON | 2784 |  | 35 | 0 |  |  | 0 | 35 | 4 | 5 | 9 |  | 0 | 0 | 0 |  |  |  | 0 | 0 | 0 | 0 |  | 0
|  |  | DAPURA | 5525 |  | 9 | 1 |  |  | 0 | 10 | 21 | 0 | 21 |  | 0 | 0 | 0 |  |  |  | 0 | 0 | 0 | 0 |  | 0
|  |  | DHANAJ | 2795 |  | 219 | 0 |  |  | 0 | 219 | 1 | 0 | 1 |  | 0 | 0 | 0 |  |  |  | 0 | 0 | 0 | 0 |  | 0
|  |  | KAMARGAON | 2793 |  | 104 | 7 |  | 15 | 3 | 114 | 47 | 0 | 47 |  | 0 | 0 | 0 |  |  |  | 0 | 0 | 0 | 0 |  | 0
|  |  | KARANJA | S279 |  | 41 | 0 |  |  | 0 | 41 | 100 | 0 | 100 |  | 2 | 0 | 0 |  |  |  | 0 | 0 | 0 | 0 |  | 0
|  |  | KARANJA (R) | 2791 |  | 8 | 0 |  | 4 | 0 | 8 | 0 | 0 | 0 |  | 0 | 1 | 0 |  |  |  | 0 | 0 | 0 | 0 |  | 0
|  |  | kenwad | 2775 | 2 | 6 | 0 |  |  | 0 | 8 | 3 | 1 | 4 |  | 0 | 0 | 0 |  |  |  | 0 | 0 | 0 | 0 |  | 0
|  |  | Kinhi-Raja | 5756 | 28 | 108 | 0 |  |  | 0 | 136 | 69 | 0 | 69 |  | 0 | 0 | 0 |  |  |  | 0 | 0 | 0 | 0 |  | 0
|  |  | Malegaon (R) | 5753 |  | 26 | 0 |  |  | 0 | 26 | 0 | 0 | 0 |  | 0 | 1 | 0 |  |  |  | 0 | 0 | 0 | 0 |  | 0
|  |  | MALEGAON S DN. | S575 |  | 50 | 0 | 96 | 26 | 0 | 50 | 108 | 46 | 154 | 1 | 0 | 1 | 0 |  |  |  | 0 | 0 | 0 | 0 |  | 0
|  |  | MANGRULPEER | S278 |  | 13 | 0 |  | 1 | 0 | 13 | 140 | 0 | 140 |  | 3 | 23 | 0 |  |  |  | 0 | 0 | 0 | 0 |  | 0
|  |  | MANGUL ZANAK | 2774 | 5 | 6 | 2 |  |  | 0 | 13 | 4 | 0 | 4 |  | 0 | 0 | 0 |  |  |  | 0 | 0 | 0 | 0 |  | 0
|  |  | MANORA 1 | 5521 |  | 45 | 6 |  | 10 | 0 | 51 | 47 | 0 | 47 |  | 0 | 2 | 0 |  |  |  | 0 | 0 | 0 | 0 |  | 0
|  |  | MANORA 2 | 5522 |  | 6 | 0 |  | 6 | 0 | 6 | 42 | 0 | 42 |  | 0 | 0 | 0 |  |  |  | 0 | 0 | 0 | 0 |  | 0
|  |  | MANORA DN. | S552 |  |  | 0 | 31 | 4 | 0 | 0 | 14 | 0 | 14 | 2 | 0 | 0 | 0 |  |  |  | 0 | 0 | 0 | 0 |  | 0
|  |  | Medsi | 5755 |  | 4 | 0 |  |  | 0 | 4 | 5 | 0 | 5 | 1 | 0 | 0 | 0 |  |  |  | 0 | 0 | 0 | 0 |  | 0
|  |  | POHA | 2794 |  | 6 | 0 |  |  | 0 | 6 | 0 | 0 | 0 |  | 0 | 0 | 0 |  |  |  | 0 | 0 | 0 | 0 |  | 0
|  |  | POHARADEVI | 5524 |  | 15 | 5 |  | 4 | 0 | 20 | 50 | 0 | 50 |  | 0 | 0 | 0 |  |  |  | 0 | 0 | 0 | 0 |  | 0
|  |  | RISOD S/DN. | S277 |  | 226 | 9 | 16 | 36 | 0 | 235 | 161 | 2 | 163 | 1 | 0 | 1 | 0 |  |  |  | 0 | 0 | 0 | 0 |  | 0
|  |  | RITHAD | 2773 | 2 | 2 | 0 |  | 49 | 0 | 4 | 5 | 2 | 7 |  | 0 | 0 | 0 |  |  |  | 0 | 0 | 0 | 0 |  | 0
|  |  | RULAR | 2772 |  | 10 | 6 |  | 8 | 0 | 16 | 4 | 0 | 4 |  | 0 | 0 | 0 |  |  |  | 0 | 0 | 0 | 0 |  | 0
|  |  | Rural East | 2764 |  | 31 | 3 |  |  | 0 | 34 | 184 | 0 | 184 | 1 | 0 | 11 | 0 |  |  |  | 0 | 0 | 0 | 0 |  | 0
|  |  | Rural west | 2765 |  | 53 | 0 |  | 23 | 0 | 53 | 101 | 2 | 103 |  | 0 | 0 | 0 |  |  |  | 0 | 0 | 0 | 0 |  | 0
|  |  | RURAL-1 | 2782 |  | 11 | 0 |  |  | 1 | 12 | 1 | 0 | 1 | 1 | 0 | 0 | 0 |  |  |  | 0 | 0 | 0 | 0 |  | 0
|  |  | RURAL-2 | 2783 | 1 | 1 | 0 |  | 2 | 0 | 2 | 1 | 1 | 2 | 2 | 0 | 0 | 0 |  |  |  | 0 | 0 | 0 | 0 |  | 0
|  |  | SDO | 5751 |  | 1 | 0 |  |  | 0 | 1 | 0 | 0 | 0 |  | 0 | 0 | 0 |  |  |  | 0 | 0 | 0 | 0 |  | 0
|  |  | SHELU | 2785 | 1 | 26 | 10 |  | 1 | 0 | 37 | 1 | 0 | 1 | 2 | 0 | 0 | 0 |  |  |  | 0 | 0 | 0 | 0 |  | 0
|  |  | SHENDURJANA | 5523 |  | 12 | 1 |  | 42 | 0 | 13 | 57 | 0 | 57 |  | 0 | 0 | 0 |  |  |  | 0 | 0 | 0 | 0 |  | 0
|  |  | Shirpur | 5754 | 1 | 25 | 22 |  | 1 | 0 | 48 | 7 | 0 | 7 | 1 | 0 | 0 | 0 |  |  |  | 0 | 0 | 0 | 0 |  | 0
|  |  | UMBARDA | 2792 |  | 14 | 0 |  | 3 | 0 | 14 | 0 | 0 | 0 |  | 0 | 0 | 0 |  |  |  | 0 | 0 | 0 | 0 |  | 0
|  |  | Urban | 2771 |  | 240 | 1 |  | 2 | 0 | 241 | 7 | 0 | 7 |  | 0 | 0 | 0 |  |  |  | 0 | 0 | 0 | 0 |  | 0
|  |  | Urban | 2781 |  | 47 | 0 |  | 5 | 0 | 47 | 4 | 0 | 4 |  | 0 | 0 | 0 |  |  |  | 0 | 0 | 0 | 0 |  | 0
|  |  | Urban | 5752 | 1 | 2 | 1 |  |  | 0 | 4 | 0 | 0 | 0 |  | 1 | 1 | 0 |  |  |  | 0 | 0 | 0 | 0 |  | 0
|  |  | Urban I | 2762 |  | 26 | 13 |  | 12 | 0 | 39 | 2 | 3 | 5 | 1 | 0 | 1 | 0 |  |  |  | 0 | 0 | 0 | 0 |  | 0
|  |  | Urban I | 2796 |  | 3 | 0 |  | 5 | 1 | 4 | 5 | 0 | 5 |  | 0 | 1 | 0 |  |  |  | 0 | 0 | 0 | 0 |  | 0
|  |  | Urban II | 2763 |  | 8 | 1 |  | 5 | 0 | 9 | 1 | 0 | 1 | 5 | 1 | 0 | 0 |  |  |  | 0 | 0 | 0 | 0 |  | 0
|  |  | Urban II | 2797 |  | 8 | 8 |  | 3 | 0 | 16 | 4 | 0 | 4 | 2 | 0 | 0 | 0 |  |  |  | 0 | 0 | 0 | 0 |  | 0
|  |  | WASHIM | S276 |  |  | 0 |  |  | 0 | 0 | 0 | 0 | 0 |  | 0 | 9 | 0 |  |  |  | 0 | 0 | 0 | 0 |  | 0
|  |  | Washim Div | D151 |  | 439 | 24 |  | 441 | 100 | 563 | 171 | 1 | 172 | 7 | 89 | 13 | 0 |  |  |  | 318 | 100 | 0 | 16 |  | 0
|  | DIVISION TOTAL |  |  | 41 | 1975 | 125 | 143 | 789 | 105 | 2246 | 1499 | 63 | 1562 | 30 | 96 | 65 | 0 | 0 | 0 | 0 | 318 | 100 | 0 | 16 | 0 | 0
| CIRCLE TOTAL |  |  |  | 41 | 1975 | 125 | 143 | 789 | 105 | 2246 | 1499 | 63 | 1562 | 30 | 96 | 65 | 0 | 0 | 0 | 0 | 318 | 100 | 0 | 36 | 0 | 0
ZONE TOTAL |  |  |  |  | 6337 | 8265 | 373 | 144 | 4768 | 160 | 15135 | 4119 | 435 | 4554 | 380 | 372 | 577 | 203 | 47 | 249 | 0 | 697 | 180 | 196 | 1217 | 0 | 0
AMARAVATI ZONE | AMARAVATI CIRCLE | Amravati Circle | Amravati Circle | C620 |  |  | 0 |  |  | 0 | 0 | 0 | 0 | 0 |  | 0 | 0 | 0 |  |  |  | 0 | 0 | 0 | 10 |  | 0
|  |  | Amravati Test | T620 |  |  | 0 |  |  | 0 | 0 | 0 | 0 | 0 |  | 0 | 0 | 0 |  |  |  | 0 | 0 | 75 | 227 |  | 0
|  |  | Com Str Amravati | W161 |  |  | 0 |  |  | 0 | 0 | 364 | 0 | 364 | 7 | 0 | 0 | 0 |  |  |  | 0 | 0 | 0 | 240 |  | 0
|  | Achalpur Division | ACHALPUR CAMP | 3062 | 2 | 3 | 0 |  |  | 0 | 5 | 1 | 0 | 1 |  | 0 | 0 | 0 |  |  |  | 0 | 0 | 0 | 0 |  | 0
|  |  | ACHALPUR CAMP S/ | S306 | 4 | 76 | 1 |  |  | 1 | 82 | 881 | 0 | 881 |  | 0 | 0 | 0 |  |  |  | 0 | 0 | 0 | 0 |  | 0
|  |  | ACHALPUR CITY SU | S307 |  | 41 | 1 |  |  | 0 | 42 | 724 | 0 | 724 |  | 0 | 0 | 0 |  |  |  | 0 | 0 | 0 | 0 |  | 0
|  |  | Achalpur Div | D623 |  |  | 0 |  |  | 0 | 0 | 6995 | 0 | 6995 |  | 49 | 260 | 40 |  |  |  | 0 | 0 | 0 | 0 |  | 0
|  |  | ACHALPUR II S/DN | S767 |  | 7 | 0 |  |  | 0 | 7 | 137 | 0 | 137 |  | 0 | 0 | 0 |  |  |  | 0 | 0 | 0 | 0 |  | 0
|  |  | ACHALPUR R-1 | 3071 |  | 5 | 0 |  |  | 0 | 5 | 9 | 0 | 9 |  | 0 | 0 | 0 |  |  |  | 0 | 0 | 0 | 0 |  | 0
|  |  | ACHALPUR R-II | 3072 |  | 1 | 0 |  |  | 0 | 1 | 6 | 3 | 9 |  | 0 | 0 | 0 |  |  |  | 0 | 0 | 0 | 0 |  | 0
|  |  | ACHALPUR U1 | 7673 | 16 | 19 | 0 |  |  | 3 | 38 | 5 | 0 | 5 |  | 0 | 2 | 0 |  |  |  | 0 | 0 | 0 | 0 |  | 0
|  |  | ACHALPUR U2 | 7674 | 25 | 2 | 0 |  | 1 | 2 | 29 | 6 | 0 | 6 |  | 0 | 0 | 0 |  |  |  | 0 | 0 | 0 | 0 |  | 0
|  |  | Anjangaon (R) II | 3043 | 6 | 16 | 0 |  |  | 0 | 22 | 4 | 0 | 4 |  | 0 | 0 | 0 |  |  |  | 0 | 0 | 0 | 0 |  | 0
|  |  | ANJANGAON SUB-DN | S304 |  |  | 0 |  |  | 0 | 0 | 24 | 0 | 24 |  | 0 | 0 | 0 |  |  |  | 0 | 0 | 0 | 0 |  | 0
|  |  | Anjangaon Urban | 3041 | 74 | 3 | 0 |  |  | 0 | 77 | 0 | 0 | 0 |  | 0 | 0 | 0 |  |  |  | 0 | 0 | 0 | 0 |  | 0
|  |  | Anjangaon-(R) I | 3042 | 3 | 31 | 0 |  |  | 0 | 34 | 3 | 1 | 4 |  | 0 | 0 | 0 |  |  |  | 0 | 0 | 0 | 0 |  | 0
|  |  | ASADPUR | 3075 |  | 4 | 1 |  |  | 0 | 5 | 18 | 4 | 22 |  | 0 | 0 | 0 |  |  |  | 0 | 0 | 0 | 0 |  | 0
|  |  | ASEGAONN | 3073 |  | 4 | 0 |  |  | 0 | 4 | 11 | 1 | 12 |  | 0 | 0 | 0 |  |  |  | 0 | 0 | 0 | 0 |  | 0
|  |  | Bhandaraj | 3044 | 2 | 1 | 1 |  |  | 0 | 4 | 1 | 0 | 1 |  | 0 | 0 | 0 |  |  |  | 0 | 0 | 0 | 0 |  | 0
|  |  | CHIKHALDARA | 8471 | 49 | 31 | 3 |  |  | 8 | 91 | 5 | 0 | 5 |  | 0 | 0 | 0 |  |  |  | 0 | 0 | 0 | 0 |  | 0
|  |  | CHIKHALDARA S/Dn | S847 |  | 20 | 0 |  |  | 0 | 20 | 3 | 0 | 3 |  | 0 | 0 | 0 |  |  |  | 0 | 0 | 0 | 0 |  | 0
|  |  | Daryapur (U) - 2 | 305A | 35 | 1 | 6 |  |  | 2 | 44 | 2 | 2 | 4 |  | 0 | 0 | 0 |  |  |  | 0 | 0 | 0 | 0 |  | 0
|  |  | Daryapur (U) -I | 3051 |  | 10 | 0 |  |  | 0 | 10 | 6 | 0 | 6 |  | 0 | 0 | 0 |  |  |  | 0 | 0 | 0 | 0 |  | 0
|  |  | DARYAPUR SUB-DN | S305 |  | 31 | 1 |  |  | 0 | 32 | 16 | 0 | 16 |  | 0 | 1 | 0 |  |  |  | 0 | 0 | 0 | 0 |  | 0
|  |  | DHAMANGAON GADI | 8473 |  | 17 | 0 |  |  | 0 | 17 | 9 | 0 | 9 |  | 0 | 0 | 0 |  |  |  | 0 | 0 | 0 | 0 |  | 0
|  |  | DHARNI RURAL D/C | 3084 |  | 192 | 1 |  | 1 | 0 | 193 | 70 | 0 | 70 |  | 0 | 0 | 0 |  |  |  | 0 | 0 | 0 | 0 |  | 0
|  |  | DHARNI S/DN. | S308 |  | 80 | 0 |  |  | 0 | 80 | 205 | 0 | 205 |  | 0 | 0 | 0 |  |  |  | 0 | 0 | 0 | 0 |  | 0
|  |  | DHARNI URBAN D/C | 3081 | 113 | 122 | 0 |  | 2 | 5 | 240 | 88 | 0 | 88 |  | 0 | 0 | 0 |  |  |  | 0 | 0 | 0 | 0 |  | 0
|  |  | GAURKHEDA BAZAR | 8472 |  | 5 | 1 |  |  | 1 | 7 | 8 | 0 | 8 |  | 0 | 0 | 0 |  |  |  | 0 | 0 | 0 | 0 |  | 0
|  |  | JARIDA | 3067 | 11 | 25 | 0 |  |  | 1 | 37 | 4 | 12 | 16 |  | 0 | 0 | 0 |  |  |  | 0 | 0 | 0 | 0 |  | 0
|  |  | Kapustalni | 3045 |  | 30 | 0 |  |  | 0 | 30 | 6 | 5 | 11 |  | 0 | 0 | 0 |  |  |  | 0 | 0 | 0 | 0 |  | 0
|  |  | KARAJGAON | 3063 | 2 | 14 | 2 |  |  | 0 | 18 | 29 | 0 | 29 |  | 0 | 0 | 0 |  |  |  | 0 | 0 | 0 | 0 |  | 0
|  |  | KHALLAR | 3054 | 65 | 5 | 6 |  |  | 0 | 76 | 0 | 0 | 0 |  | 0 | 0 | 0 |  |  |  | 0 | 0 | 0 | 0 |  | 0
|  |  | KHOLAPUR | 3059 | 2 | 1 | 2 |  |  | 1 | 6 | 20 | 0 | 20 |  | 0 | 0 | 0 |  |  |  | 0 | 0 | 0 | 0 |  | 0
|  |  | Kokarda | 3052 | 2 | 2 | 0 |  |  | 0 | 4 | 4 | 0 | 4 |  | 0 | 0 | 0 |  |  |  | 0 | 0 | 0 | 0 |  | 0
|  |  | Kumbhargaon | 3053 |  | 45 | 0 |  | 1 | 0 | 45 | 11 | 0 | 11 |  | 0 | 0 | 0 |  |  |  | 0 | 0 | 0 | 0 |  | 0
|  |  | PARASAPUR | 3074 |  | 5 | 0 |  |  | 0 | 5 | 11 | 0 | 11 |  | 0 | 0 | 0 |  |  |  | 0 | 0 | 0 | 0 |  | 0
|  |  | PARATWADA RURAL | 3065 |  | 25 | 11 |  | 3 | 2 | 38 | 20 | 3 | 23 | 1 | 0 | 0 | 0 |  |  |  | 0 | 0 | 0 | 0 |  | 0
|  |  | PARATWADA U1 | 7671 | 26 | 11 | 0 |  |  | 1 | 38 | 11 | 0 | 11 |  | 0 | 0 | 0 |  |  |  | 0 | 0 | 0 | 0 |  | 0
|  |  | PARATWADA U2 | 7672 |  | 2 | 2 |  | 1 | 1 | 5 | 7 | 0 | 7 | 1 | 0 | 0 | 0 |  |  |  | 0 | 0 | 0 | 0 |  | 0
|  |  | Pathrot | 3046 | 10 | 49 | 8 |  |  | 3 | 70 | 9 | 0 | 9 |  | 0 | 0 | 0 |  |  |  | 0 | 0 | 0 | 0 |  | 0
|  |  | RASEGAON R-111 | 3076 | 1 |  | 0 |  |  | 0 | 1 | 5 | 0 | 5 |  | 0 | 0 | 0 |  |  |  | 0 | 0 | 0 | 0 |  | 0
|  |  | RURAL - I | 3056 | 25 | 53 | 0 |  |  | 0 | 78 | 3 | 1 | 4 |  | 0 | 0 | 0 |  |  |  | 0 | 0 | 0 | 0 |  | 0
|  |  | RURAL - II | 3057 | 2 | 15 | 0 |  |  | 0 | 17 | 32 | 0 | 32 |  | 0 | 0 | 0 |  |  |  | 0 | 0 | 0 | 0 |  | 0
|  |  | SARFAPUR | 3064 | 1 | 4 | 5 |  |  | 0 | 10 | 3 | 0 | 3 |  | 0 | 0 | 0 |  |  |  | 0 | 0 | 0 | 0 |  | 0
|  |  | Sategaon | 3047 | 2 | 6 | 0 |  |  | 0 | 8 | 4 | 0 | 4 |  | 0 | 0 | 0 |  |  |  | 0 | 0 | 0 | 0 |  | 0
|  |  | SHINDI | 3048 |  | 5 | 0 |  |  | 0 | 5 | 4 | 0 | 4 |  | 0 | 0 | 0 |  |  |  | 0 | 0 | 0 | 0 |  | 0
|  |  | Surji | 3049 | 236 | 2 | 1 |  |  | 0 | 239 | 6 | 0 | 6 |  | 2 | 0 | 0 |  |  |  | 0 | 0 | 0 | 0 |  | 0
|  |  | TONDGAON | 3066 |  | 1 | 0 |  |  | 0 | 1 | 19 | 0 | 19 |  | 0 | 0 | 0 |  |  |  | 0 | 0 | 0 | 0 |  | 0
|  |  | WATHODA ( SK.) | 3055 | 1 | 7 | 0 |  |  | 0 | 8 | 1 | 0 | 1 |  | 0 | 0 | 0 |  |  |  | 0 | 0 | 0 | 0 |  | 0
|  |  | YEODA | 3058 | 1 |  | 0 |  |  | 0 | 1 | 0 | 0 | 0 |  | 0 | 0 | 0 |  |  |  | 0 | 0 | 0 | 0 |  | 0
|  | DIVISION TOTAL |  |  | 716 | 1029 | 53 | 0 | 9 | 31 | 1829 | 9446 | 32 | 9478 | 2 | 51 | 263 | 40 | 0 | 0 | 0 | 0 | 0 | 0 | 0 | 0 | 0
|  | Amravati Rural Division | AMRAVATI (R) SUB | S298 |  |  | 0 |  |  | 0 | 0 | 8 | 0 | 8 |  | 0 | 0 | 0 |  |  |  | 0 | 0 | 0 | 0 |  | 0
|  |  | Amravati R Div | D622 |  | 20 | 0 |  |  | 0 | 20 | 4220 | 0 | 4220 |  | 0 | 0 | 0 |  |  |  | 0 | 0 | 0 | 0 |  | 0
|  |  | ANJANGAON (BARI) | 3033 |  | 2 | 0 |  |  | 0 | 2 | 180 | 0 | 180 |  | 0 | 0 | 0 |  |  |  | 0 | 0 | 0 | 0 |  | 0
|  |  | Anjansingi | 2996 |  | 10 | 0 |  |  | 0 | 10 | 6 | 0 | 6 |  | 0 | 0 | 0 |  |  |  | 0 | 0 | 0 | 0 |  | 0
|  |  | BADNERA | 3031 |  | 51 | 0 |  |  | 0 | 51 | 152 | 1 | 153 |  | 0 | 1 | 0 |  |  |  | 0 | 0 | 0 | 0 |  | 0
|  |  | bhatkuli | 7902 |  |  | 0 |  |  | 0 | 0 | 26 | 0 | 26 |  | 0 | 0 | 0 |  |  |  | 0 | 0 | 0 | 0 |  | 0
|  |  | BHATKULI SUB-DN. | S790 |  |  | 0 |  |  | 0 | 0 | 41 | 0 | 41 |  | 0 | 0 | 0 |  |  |  | 0 | 0 | 0 | 0 |  | 0
|  |  | CHANDUR RLY SUB- | S300 |  | 49 | 1 |  |  | 0 | 50 | 34 | 0 | 34 |  | 0 | 1 | 0 |  |  |  | 0 | 0 | 0 | 0 |  | 0
|  |  | chandur U | 3001 | 18 | 89 | 2 |  |  | 0 | 109 | 19 | 2 | 21 |  | 0 | 0 | 0 |  |  |  | 0 | 0 | 0 | 0 |  | 0
|  |  | chr Rural | 3002 |  |  | 5 |  |  | 0 | 5 | 42 | 0 | 42 |  | 0 | 0 | 0 |  |  |  | 0 | 0 | 0 | 0 |  | 0
|  |  | DHAMANGAON SUB-D | S299 |  | 50 | 0 |  |  | 0 | 50 | 787 | 0 | 787 |  | 0 | 0 | 0 |  |  |  | 0 | 0 | 0 | 0 |  | 0
|  |  | dhanora d c | 3022 |  | 29 | 13 |  |  | 0 | 42 | 51 | 5 | 56 |  | 0 | 0 | 0 |  |  |  | 0 | 0 | 0 | 0 |  | 0
|  |  | Ghuikhed | 3004 | 8 | 9 | 0 |  |  | 0 | 17 | 70 | 0 | 70 |  | 0 | 0 | 0 |  |  |  | 0 | 0 | 0 | 0 |  | 0
|  |  | Kurha | 3015 | 2 | 2 | 1 |  | 2 | 0 | 5 | 7 | 12 | 19 |  | 0 | 0 | 0 |  |  |  | 0 | 0 | 0 | 0 |  | 0
|  |  | LONI | 3032 |  | 30 | 0 |  |  | 0 | 30 | 152 | 0 | 152 |  | 0 | 0 | 0 |  |  |  | 0 | 0 | 0 | 0 |  | 0
|  |  | MAHULI D/C | 2985 |  | 1 | 0 |  |  | 0 | 1 | 89 | 0 | 89 |  | 0 | 0 | 0 |  |  |  | 0 | 0 | 0 | 0 |  | 0
|  |  | Malkhed | 3003 |  | 15 | 0 |  |  | 0 | 15 | 25 | 2 | 27 |  | 0 | 0 | 0 |  |  |  | 0 | 0 | 0 | 0 |  | 0
|  |  | Mangr Dastgir II | 2995 |  | 18 | 0 |  |  | 0 | 18 | 0 | 0 | 0 |  | 0 | 0 | 0 |  |  |  | 0 | 0 | 0 | 0 |  | 0
|  |  | Mangru Dastgir I | 2994 |  | 15 | 0 |  |  | 0 | 15 | 18 | 0 | 18 |  | 0 | 0 | 0 |  |  |  | 0 | 0 | 0 | 0 |  | 0
|  |  | Mozari - I | 3013 |  |  | 1 |  |  | 0 | 1 | 25 | 0 | 25 |  | 0 | 0 | 0 |  |  |  | 0 | 0 | 0 | 0 |  | 0
|  |  | Mozari - II | 3014 |  | 8 | 1 |  |  | 0 | 9 | 20 | 5 | 25 |  | 0 | 0 | 0 |  |  |  | 0 | 0 | 0 | 0 |  | 0
|  |  | NANDGAON KH SUB- | S302 |  | 10 | 0 |  |  | 0 | 10 | 0 | 0 | 0 |  | 0 | 0 | 0 |  |  |  | 0 | 0 | 0 | 0 |  | 0
|  |  | NANDGAON PETH | 2983 |  | 21 | 0 |  |  | 0 | 21 | 125 | 3 | 128 | 1 | 0 | 0 | 0 |  |  |  | 0 | 0 | 0 | 0 |  | 0
|  |  | nandgaon -R d/c | 3024 | 1 | 26 | 0 |  | 1 | 0 | 27 | 63 | 2 | 65 |  | 0 | 0 | 0 |  |  |  | 0 | 0 | 0 | 0 |  | 0
|  |  | nandgoan urban | 3021 |  | 17 | 0 |  |  | 0 | 17 | 31 | 0 | 31 |  | 0 | 0 | 0 |  |  |  | 0 | 0 | 0 | 0 |  | 0
|  |  | papal | 3023 |  | 3 | 0 |  |  | 0 | 3 | 82 | 0 | 82 |  | 0 | 0 | 0 |  |  |  | 0 | 0 | 0 | 0 |  | 0
|  |  | purnanagar | 7904 | 1 |  | 0 |  |  | 0 | 1 | 10 | 0 | 10 |  | 0 | 0 | 0 |  |  |  | 0 | 0 | 0 | 0 |  | 0
|  |  | RAHATGAON D/C | 2984 |  | 3 | 0 |  |  | 0 | 3 | 129 | 0 | 129 |  | 0 | 0 | 0 |  |  |  | 0 | 0 | 0 | 0 |  | 0
|  |  | RAJURA | 3005 | 4 | 6 | 0 |  |  | 0 | 10 | 27 | 0 | 27 |  | 0 | 0 | 0 |  |  |  | 0 | 0 | 0 | 0 |  | 0
|  |  | Rural I | 2992 | 1 | 20 | 3 |  |  | 0 | 24 | 9 | 0 | 9 |  | 0 | 0 | 0 |  |  |  | 0 | 0 | 0 | 0 |  | 0
|  |  | Rural II | 2993 |  | 32 | 0 |  |  | 0 | 32 | 6 | 0 | 6 |  | 0 | 0 | 0 |  |  |  | 0 | 0 | 0 | 0 |  | 0
|  |  | SHIRALA | 2986 |  | 1 | 0 |  |  | 0 | 1 | 8 | 0 | 8 |  | 0 | 0 | 0 |  |  |  | 0 | 0 | 0 | 0 |  | 0
|  |  | takarkheda | 7903 |  | 2 | 1 |  |  | 0 | 3 | 10 | 0 | 10 |  | 0 | 0 | 0 |  |  |  | 0 | 0 | 0 | 0 |  | 0
|  |  | TALEGAON | 2997 | 2 | 24 | 0 |  |  | 0 | 26 | 14 | 0 | 14 |  | 0 | 0 | 0 |  |  |  | 0 | 0 | 0 | 0 |  | 0
|  |  | Tiwasa 2 | 3012 | 1 | 12 | 8 |  | 12 | 0 | 21 | 21 | 7 | 28 |  | 0 | 0 | 0 |  |  |  | 0 | 0 | 0 | 0 |  | 0
|  |  | TIWASA SUB-DN. | S301 |  |  | 0 |  |  | 0 | 0 | 129 | 3 | 132 |  | 0 | 0 | 0 |  |  |  | 0 | 0 | 0 | 0 |  | 0
|  |  | tiwsa | 3011 | 16 | 17 | 28 |  |  | 0 | 61 | 34 | 0 | 34 |  | 0 | 0 | 0 |  |  |  | 0 | 0 | 0 | 0 |  | 0
|  |  | Urban | 2991 |  | 101 | 1 |  |  | 0 | 102 | 5 | 0 | 5 |  | 0 | 0 | 0 |  |  |  | 0 | 0 | 0 | 0 |  | 0
|  |  | Vendor Store Loc | V001 |  |  | 0 |  |  | 0 | 0 | 0 | 0 | 0 |  | 0 | 12 | 0 |  |  |  | 0 | 0 | 0 | 0 |  | 0
|  |  | walgaon | 7901 |  |  | 0 |  |  | 0 | 0 | 10 | 0 | 10 |  | 0 | 0 | 0 |  |  |  | 0 | 0 | 0 | 0 |  | 0
|  |  | Warha | 3016 | 1 | 2 | 5 |  |  | 0 | 8 | 22 | 0 | 22 |  | 0 | 0 | 0 |  |  |  | 0 | 0 | 0 | 0 |  | 0
|  |  | YAWALI D / C | 2982 |  | 3 | 0 |  |  | 0 | 3 | 64 | 0 | 64 |  | 0 | 0 | 0 |  |  |  | 0 | 0 | 0 | 0 |  | 0
|  | DIVISION TOTAL |  |  | 55 | 698 | 70 | 0 | 15 | 0 | 823 | 6771 | 42 | 6813 | 1 | 0 | 14 | 0 | 0 | 0 | 0 | 0 | 0 | 0 | 0 | 0 | 0
|  | Amravati Urban Division | Amravati U Div | D161 |  | 1 | 2 |  | 119 | 0 | 3 | 145 | 2 | 147 |  | 64 | 31 | 8 |  |  |  | 41 | 47 | 0 | 0 | 18 | 0
|  |  | AMRAVATI U. I S/ | S295 | 3 | 1 | 5 |  |  | 0 | 9 | 18 | 0 | 18 |  | 0 | 0 | 0 |  |  |  | 7 | 9 | 0 | 0 |  | 0
|  |  | AMRAVATI U. II S | S296 |  |  | 0 |  |  | 0 | 0 | 2 | 0 | 2 |  | 0 | 13 | 0 |  |  |  | 20 | 17 | 0 | 0 |  | 0
|  |  | AMRAVATI U. IIIS | S297 |  |  | 0 |  |  | 0 | 0 | 19 | 0 | 19 |  | 0 | 1 | 0 |  |  |  | 0 | 0 | 0 | 0 |  | 0
|  |  | Badnera New Town | 2972 | 2 | 5 | 0 |  | 4 | 0 | 7 | 0 | 0 | 0 |  | 4 | 0 | 0 |  |  |  | 5 | 2 | 0 | 0 |  | 0
|  |  | Badnera Old Town | 2975 | 1 |  | 0 |  |  | 0 | 1 | 2 | 0 | 2 |  | 2 | 0 | 0 |  |  |  | 5 | 1 | 0 | 0 |  | 0
|  |  | Bhaji Bazar | 2963 | 8 |  | 2 |  | 5 | 0 | 10 | 1 | 0 | 1 |  | 0 | 0 | 0 |  |  |  | 0 | 0 | 0 | 0 |  | 0
|  |  | Budhwara | 2961 | 13 |  | 5 |  | 1 | 0 | 18 | 7 | 0 | 7 |  | 0 | 0 | 0 |  |  |  | 0 | 0 | 0 | 0 |  | 0
|  |  | camp | 2955 | 2 |  | 1 |  |  | 0 | 3 | 8 | 0 | 8 |  | 0 | 0 | 0 |  |  |  | 0 | 0 | 0 | 0 |  | 0
|  |  | Cotton market | 2962 |  |  | 1 |  | 2 | 0 | 1 | 7 | 0 | 7 |  | 0 | 3 | 0 |  |  |  | 0 | 0 | 0 | 0 |  | 0
|  |  | Gadge Nagar | 2954 | 2 |  | 0 |  |  | 0 | 2 | 9 | 0 | 9 |  | 0 | 0 | 0 |  |  |  | 5 | 3 | 0 | 0 |  | 0
|  |  | Jawahar Gate | 2966 | 2 |  | 0 |  |  | 0 | 2 | 2 | 0 | 2 |  | 0 | 0 | 0 |  |  |  | 0 | 3 | 0 | 0 |  | 0
|  |  | Kadbi Bazar | 2965 | 22 |  | 0 |  | 3 | 0 | 22 | 15 | 0 | 15 |  | 0 | 0 | 0 |  |  |  | 0 | 0 | 0 | 0 |  | 0
|  |  | MIDC | 2971 | 1 | 2 | 0 |  |  | 0 | 3 | 1 | 0 | 1 |  | 14 | 22 | 0 |  |  |  | 10 | 12 | 0 | 0 |  | 0
|  |  | Nawathe | 2974 | 2 | 3 | 1 |  | 2 | 0 | 6 | 5 | 1 | 6 | 1 | 5 | 51 | 0 |  |  |  | 10 | 8 | 0 | 0 |  | 0
|  |  | Pannalal Nagar | 2976 | 1 | 1 | 0 |  |  | 0 | 2 | 4 | 0 | 4 |  | 3 | 7 | 0 |  |  |  | 5 | 4 | 0 | 0 |  | 0
|  |  | Power House | 2951 | 13 |  | 2 |  | 1 | 0 | 15 | 7 | 0 | 7 |  | 0 | 0 | 0 |  |  |  | 0 | 0 | 0 | 0 |  | 0
|  |  | Rajapeth I | 2973 | 2 | 2 | 0 |  | 3 | 0 | 4 | 1 | 0 | 1 |  | 3 | 0 | 0 |  |  |  | 5 | 2 | 0 | 0 |  | 0
|  |  | Rajapeth II | 2977 | 1 | 1 | 1 |  | 1 | 0 | 3 | 1 | 0 | 1 |  | 1 | 8 | 0 |  |  |  | 5 | 2 | 0 | 0 |  | 0
|  |  | Rajkamal | 2964 | 5 |  | 4 |  | 2 | 0 | 9 | 17 | 0 | 17 |  | 0 | 0 | 0 |  |  |  | 0 | 0 | 0 | 0 |  | 0
|  |  | Rukhmini Nagar | 2953 | 8 |  | 0 |  |  | 0 | 8 | 3 | 0 | 3 |  | 0 | 0 | 0 |  |  |  | 0 | 0 | 0 | 0 |  | 0
|  |  | Shegaon | 2952 | 13 | 1 | 0 |  |  | 0 | 14 | 11 | 0 | 11 |  | 0 | 0 | 0 |  |  |  | 0 | 0 | 0 | 0 |  | 0
|  |  | Wadali | 2956 | 11 | 2 | 0 |  |  | 0 | 13 | 6 | 0 | 6 |  | 0 | 1 | 0 |  |  |  | 32 | 2 | 0 | 0 |  | 0
|  | DIVISION TOTAL |  |  | 112 | 19 | 24 | 0 | 143 | 0 | 155 | 291 | 3 | 294 | 1 | 96 | 137 | 8 | 0 | 0 | 0 | 150 | 112 | 0 | 0 | 18 | 0
|  | Morshi Division | AMBADA D/C | 3134 |  |  | 0 |  |  | 0 | 0 | 8 | 0 | 8 |  | 0 | 0 | 0 |  |  |  | 0 | 0 | 0 | 0 | 2 | 0
|  |  | AMNER | 3098 | 1 | 6 | 0 |  | 1 | 0 | 7 | 16 | 0 | 16 |  | 0 | 0 | 0 |  |  |  | 0 | 0 | 0 | 0 |  | 0
|  |  | BARGAON | 3103 | 1 | 7 | 0 |  |  | 0 | 8 | 69 | 0 | 69 |  | 0 | 0 | 0 |  |  |  | 0 | 0 | 0 | 0 |  | 0
|  |  | BENODA | 3102 |  |  | 0 |  |  | 0 | 0 | 141 | 0 | 141 |  | 0 | 0 | 0 |  |  |  | 0 | 0 | 0 | 0 |  | 0
|  |  | Bramhanwad Thadi | 3116 | 1 | 6 | 0 |  |  | 0 | 7 | 1 | 0 | 1 |  | 0 | 0 | 0 |  |  |  | 0 | 0 | 0 | 0 |  | 0
|  |  | CHANDUR BAZAR | S311 | 1 |  | 0 |  |  | 0 | 1 | 1744 | 0 | 1744 |  | 0 | 0 | 0 |  |  |  | 0 | 0 | 0 | 0 |  | 0
|  |  | Chandur Bazar(U) | 3111 | 26 | 12 | 0 |  |  | 0 | 38 | 3 | 0 | 3 |  | 1 | 0 | 0 |  |  |  | 0 | 0 | 0 | 0 |  | 0
|  |  | ChandurBaza R-II | 3114 | 1 | 2 | 0 |  |  | 0 | 3 | 4 | 0 | 4 |  | 0 | 0 | 0 |  |  |  | 0 | 0 | 0 | 0 |  | 0
|  |  | ChandurBazar R-I | 3112 |  | 25 | 1 |  |  | 0 | 26 | 57 | 0 | 57 |  | 0 | 0 | 0 |  |  |  | 0 | 0 | 0 | 0 |  | 0
|  |  | Dhamangaon | 7603 |  | 1 | 0 |  |  | 0 | 1 | 1 | 0 | 1 |  | 0 | 0 | 0 |  |  |  | 0 | 0 | 0 | 0 |  | 0
|  |  | GADEGAON | 3095 |  | 4 | 0 |  |  | 0 | 4 | 5 | 0 | 5 |  | 0 | 0 | 0 |  |  |  | 0 | 0 | 0 | 0 |  | 0
|  |  | Ghatladki | 3115 |  | 18 | 0 |  |  | 0 | 18 | 21 | 0 | 21 |  | 0 | 0 | 0 |  |  |  | 0 | 0 | 0 | 0 | 3 | 0
|  |  | HIWARKHED D/C | 3133 | 3 | 4 | 0 |  |  | 0 | 7 | 11 | 0 | 11 |  | 0 | 0 | 0 |  |  |  | 0 | 0 | 0 | 0 |  | 0
|  |  | JARUD D/C | 3101 | 1 | 18 | 0 |  |  | 0 | 19 | 155 | 0 | 155 |  | 3 | 1 | 0 |  |  |  | 0 | 0 | 0 | 0 |  | 0
|  |  | Lehagaon | 7602 | 2 | 38 | 0 |  | 1 | 0 | 40 | 5 | 5 | 10 |  | 0 | 2 | 0 |  |  |  | 0 | 1 | 0 | 0 |  | 0
|  |  | LONI | 3104 |  |  | 0 |  |  | 0 | 0 | 1 | 0 | 1 |  | 0 | 0 | 0 |  |  |  | 0 | 0 | 0 | 0 |  | 0
|  |  | LONI RURAL | 3105 |  |  | 0 |  |  | 0 | 0 | 6 | 0 | 6 |  | 0 | 0 | 0 |  |  |  | 0 | 0 | 0 | 0 |  | 0
|  |  | MAGRULI | 3106 | 1 | 12 | 0 |  |  | 0 | 13 | 60 | 0 | 60 |  | 0 | 0 | 0 |  |  |  | 0 | 0 | 0 | 0 |  | 0
|  |  | Morshi Div | D624 |  |  | 0 |  |  | 0 | 0 | 1010 | 0 | 1010 |  | 49 | 69 | 37 |  |  |  | 0 | 0 | 0 | 0 |  | 0
|  |  | MORSHI I S/DN | S313 | 3 | 10 | 0 |  |  | 0 | 13 | 655 | 0 | 655 |  | 1 | 104 | 0 |  |  |  | 0 | 0 | 0 | 0 |  | 0
|  |  | MORSHI II S/DN. | S760 | 3 | 19 | 0 |  |  | 0 | 22 | 717 | 0 | 717 |  | 0 | 0 | 0 |  |  |  | 0 | 1 | 0 | 0 |  | 0
|  |  | MORSHI R-1 D/C | 3135 | 3 | 3 | 0 |  |  | 0 | 6 | 10 | 0 | 10 |  | 0 | 1 | 0 |  |  |  | 0 | 0 | 0 | 0 |  | 0
|  |  | MORSHI URBAN | 3131 | 1 |  | 0 |  |  | 0 | 1 | 1 | 0 | 1 |  | 0 | 0 | 0 |  |  |  | 0 | 0 | 0 | 0 |  | 0
|  |  | MORSHI-R-2 | 3132 | 1 |  | 0 |  |  | 0 | 1 | 11 | 0 | 11 |  | 0 | 0 | 0 |  |  |  | 0 | 0 | 0 | 0 |  | 0
|  |  | nerpingalai | 7601 | 2 | 3 | 0 |  |  | 0 | 5 | 4 | 0 | 4 |  | 0 | 0 | 0 |  |  |  | 0 | 0 | 0 | 0 |  | 0
|  |  | Nimbhi | 7605 | 4 | 3 | 0 |  |  | 0 | 7 | 0 | 0 | 0 |  | 0 | 0 | 0 |  |  |  | 0 | 0 | 0 | 0 |  | 0
|  |  | PAWANI | 3096 | 3 |  | 0 |  |  | 0 | 3 | 9 | 0 | 9 |  | 0 | 0 | 0 |  |  |  | 0 | 0 | 0 | 0 |  | 0
|  |  | PUSALA | 3125 |  | 11 | 0 |  |  | 0 | 11 | 132 | 0 | 132 |  | 0 | 0 | 0 |  |  |  | 0 | 0 | 0 | 0 |  | 0
|  |  | RAJURA | 3094 |  |  | 0 |  |  | 0 | 0 | 4 | 0 | 4 |  | 0 | 0 | 0 |  |  |  | 0 | 0 | 0 | 0 |  | 0
|  |  | Rajurwadi | 7604 | 4 | 9 | 0 |  |  | 0 | 13 | 0 | 0 | 0 |  | 1 | 0 | 0 |  |  |  | 0 | 0 | 0 | 0 |  | 0
|  |  | SHEGHAT RURAL | 3122 | 1 | 6 | 0 |  |  | 0 | 7 | 2 | 0 | 2 |  | 0 | 0 | 0 |  |  |  | 0 | 0 | 0 | 0 |  | 0
|  |  | SHEGHAT URBAN | 3121 | 17 |  | 0 |  |  | 0 | 17 | 5 | 0 | 5 |  | 0 | 0 | 0 |  |  |  | 0 | 0 | 0 | 0 |  | 0
|  |  | SHENDURGANAGHAT | S312 |  |  | 0 |  |  | 0 | 0 | 260 | 0 | 260 |  | 0 | 2 | 0 |  |  |  | 0 | 1 | 0 | 0 |  | 0
|  |  | Shirajgaon Band | 3113 | 1 | 9 | 0 |  |  | 0 | 10 | 5 | 0 | 5 |  | 0 | 0 | 0 |  |  |  | 0 | 0 | 0 | 0 |  | 0
|  |  | Talwel | 3117 |  | 32 | 0 |  |  | 0 | 32 | 15 | 0 | 15 |  | 0 | 0 | 0 |  |  |  | 0 | 0 | 0 | 0 |  | 0
|  |  | TIWASA GHAT | 3123 |  | 3 | 0 |  |  | 0 | 3 | 4 | 0 | 4 |  | 0 | 0 | 0 |  |  |  | 0 | 0 | 0 | 0 |  | 0
|  |  | WARUD (I) | S309 | 10 | 3 | 0 |  |  | 0 | 13 | 390 | 1 | 391 |  | 7 | 0 | 0 |  |  |  | 0 | 0 | 0 | 0 |  | 0
|  |  | WARUD II S/DN | S310 |  |  | 0 |  |  | 0 | 0 | 35 | 0 | 35 |  | 0 | 0 | 0 |  |  |  | 0 | 0 | 0 | 0 |  | 0
|  |  | WARUD RI | 3092 |  | 1 | 0 |  |  | 0 | 1 | 8 | 0 | 8 |  | 0 | 0 | 0 |  |  |  | 0 | 0 | 0 | 0 |  | 0
|  |  | WARUD RII | 3093 | 3 | 1 | 0 |  |  | 0 | 4 | 3 | 0 | 3 |  | 0 | 4 | 0 |  |  |  | 0 | 0 | 0 | 0 |  | 0
|  |  | WARUD RIII | 3124 | 1 | 7 | 0 |  |  | 0 | 8 | 15 | 0 | 15 |  | 0 | 0 | 0 |  |  |  | 0 | 0 | 0 | 0 |  | 0
|  |  | WARUD URBAN | 3091 | 2 | 1 | 0 |  |  | 0 | 3 | 0 | 1 | 1 |  | 0 | 7 | 0 |  |  |  | 0 | 0 | 0 | 0 |  | 0
|  |  | WATHODA(CHANDAS) | 3097 |  | 1 | 0 |  |  | 0 | 1 | 23 | 0 | 23 |  | 0 | 0 | 0 |  |  |  | 0 | 0 | 0 | 0 |  | 0
|  | DIVISION TOTAL |  |  | 97 | 275 | 1 | 0 | 2 | 0 | 373 | 5626 | 7 | 5633 | 0 | 62 | 190 | 37 | 0 | 0 | 0 | 0 | 3 | 0 | 0 | 5 | 0
| CIRCLE TOTAL |  |  |  | 980 | 2021 | 148 | 0 | 169 | 31 | 3180 | 22498 | 84 | 22582 | 11 | 209 | 604 | 85 | 0 | 0 | 0 | 150 | 115 | 75 | 477 | 23 | 0
| YAVATMAL CIRCLE | Yavatmal Circle | Com Str Yavatmal | W170 |  |  | 0 | 20 | 219 | 0 | 0 | 0 | 0 | 0 |  | 0 | 0 | 0 |  |  |  | 0 | 0 | 0 | 16 |  | 0
|  |  | Yavatmal Circle | C630 |  |  | 0 |  |  | 0 | 0 | 797 | 0 | 797 | 20 | 0 | 0 | 0 |  |  |  | 0 | 0 | 0 | 10 |  | 0
|  | Pandharkawda Division | Bori | 3152 | 15 |  | 0 |  |  | 0 | 15 | 13 | 0 | 13 |  | 0 | 0 | 0 |  |  |  | 0 | 0 | 0 | 0 |  | 0
|  |  | GHANTAJI S/DN. | S525 |  | 4 | 0 |  |  | 0 | 4 | 0 | 0 | 0 |  | 4 | 0 | 0 |  |  |  | 9 | 0 | 0 | 0 |  | 0
|  |  | GHONSA D/C | 8183 |  | 20 | 0 |  |  | 0 | 20 | 0 | 0 | 0 |  | 0 | 0 | 0 |  |  |  | 0 | 0 | 0 | 0 |  | 0
|  |  | MAREGAON RURAL | 8172 |  | 15 | 0 |  |  | 0 | 15 | 1 | 0 | 1 |  | 0 | 0 | 0 |  |  |  | 0 | 0 | 0 | 0 |  | 0
|  |  | MAREGAON S/DN. | S817 |  |  | 0 |  | 1 | 1 | 1 | 5 | 0 | 5 |  | 4 | 0 | 0 |  |  |  | 3 | 0 | 0 | 0 |  | 0
|  |  | MAREGAON URBAN | 8171 | 4 | 8 | 0 |  |  | 0 | 12 | 3 | 0 | 3 |  | 1 | 0 | 0 |  |  |  | 0 | 0 | 0 | 0 |  | 0
|  |  | Mohada D/C | 5254 | 5 | 11 | 2 |  |  | 0 | 18 | 1 | 1 | 2 |  | 0 | 0 | 0 |  |  |  | 0 | 0 | 0 | 0 |  | 0
|  |  | mukutban | 8181 | 6 | 11 | 4 |  |  | 1 | 22 | 7 | 2 | 9 |  | 0 | 0 | 0 |  |  |  | 0 | 0 | 0 | 0 |  | 0
|  |  | PANDHARKAWADA | S315 |  |  | 0 |  |  | 0 | 0 | 15 | 0 | 15 |  | 0 | 0 | 0 |  |  |  | 0 | 0 | 0 | 0 |  | 0
|  |  | Pandharkawada-R | 3154 |  | 2 | 0 |  |  | 0 | 2 | 0 | 0 | 0 |  | 0 | 0 | 0 |  |  |  | 0 | 1 | 0 | 0 |  | 0
|  |  | Pandharkawada-U | 3153 |  | 9 | 0 |  | 3 | 0 | 9 | 11 | 0 | 11 |  | 1 | 0 | 0 |  |  |  | 0 | 0 | 0 | 0 |  | 0
|  |  | Pandharkawda Div | D632 |  | 10 | 0 |  |  | 0 | 10 | 7 | 0 | 7 |  | 93 | 0 | 0 |  |  |  | 105 | 56 | 0 | 0 |  | 0
|  |  | Parwa D/C | 5253 | 11 | 7 | 0 |  |  | 0 | 18 | 0 | 0 | 0 |  | 0 | 0 | 0 |  |  |  | 0 | 0 | 0 | 0 |  | 0
|  |  | PATAN D/C | 8182 |  | 2 | 0 |  |  | 0 | 2 | 0 | 0 | 0 |  | 0 | 0 | 0 |  |  |  | 0 | 0 | 0 | 0 |  | 0
|  |  | Rural D/c | 5252 |  | 4 | 0 |  |  | 0 | 4 | 0 | 0 | 0 |  | 0 | 0 | 0 |  |  |  | 0 | 0 | 0 | 0 |  | 0
|  |  | Shirole D/C | 5255 | 7 | 60 | 0 |  |  | 0 | 67 | 1 | 0 | 1 |  | 0 | 0 | 0 |  |  |  | 0 | 0 | 0 | 0 |  | 0
|  |  | Shirpur | 3141 |  | 36 | 0 |  |  | 0 | 36 | 2 | 0 | 2 |  | 0 | 0 | 0 |  |  |  | 0 | 0 | 0 | 0 |  | 0
|  |  | Umari | 3151 | 11 | 23 | 0 |  |  | 0 | 34 | 2 | 0 | 2 |  | 0 | 0 | 0 |  |  |  | 0 | 0 | 0 | 0 |  | 0
|  |  | Urban | 5251 |  | 30 | 1 |  |  | 0 | 31 | 1 | 0 | 1 |  | 2 | 0 | 0 |  |  |  | 0 | 0 | 0 | 0 |  | 0
|  |  | Vendor Store Loc | V001 |  |  | 0 |  |  | 3775 | 3775 | 0 | 0 | 0 |  | 0 | 0 | 0 |  |  |  | 0 | 0 | 0 | 0 |  | 0
|  |  | WANI S DIV | S314 | 1 | 1 | 0 |  |  | 0 | 2 | 1 | 1 | 2 |  | 0 | 0 | 0 |  |  |  | 0 | 0 | 0 | 0 |  | 0
|  |  | Wani U CEN I | 3143 |  |  | 0 |  |  | 0 | 0 | 2 | 0 | 2 |  | 0 | 0 | 0 |  |  |  | 0 | 0 | 0 | 0 |  | 0
|  |  | Wani U CEN II | 3144 | 8 | 7 | 0 |  |  | 0 | 15 | 7 | 0 | 7 |  | 0 | 0 | 0 |  |  |  | 0 | 0 | 0 | 0 |  | 0
|  | DIVISION TOTAL |  |  | 68 | 260 | 7 | 0 | 4 | 3777 | 4112 | 79 | 4 | 83 | 0 | 105 | 0 | 0 | 0 | 0 | 0 | 117 | 57 | 0 | 0 | 0 | 0
|  | Pusad Division | BITERGAON | 5293 | 79 |  | 0 |  |  | 0 | 79 | 2 | 0 | 2 |  | 0 | 0 | 0 |  |  |  | 0 | 0 | 0 | 0 |  | 0
|  |  | BORI DC | 3193 | 19 | 2 | 0 |  |  | 0 | 21 | 1 | 0 | 1 |  | 0 | 0 | 0 |  |  |  | 0 | 0 | 0 | 0 |  | 0
|  |  | CHIKHALI DC | 3192 | 6 | 1 | 0 |  |  | 0 | 7 | 2 | 0 | 2 |  | 0 | 0 | 0 |  |  |  | 0 | 0 | 0 | 0 |  | 0
|  |  | DARATI | 5294 | 1 |  | 0 |  | 1 | 0 | 1 | 0 | 0 | 0 |  | 0 | 0 | 0 |  |  |  | 0 | 0 | 0 | 0 |  | 0
|  |  | DARWHA CITY | 3194 |  |  | 0 |  |  | 0 | 0 | 2 | 0 | 2 |  | 0 | 0 | 0 |  |  |  | 0 | 0 | 0 | 0 |  | 0
|  |  | DARWHA R1 | 3195 | 11 |  | 0 |  |  | 0 | 11 | 3 | 0 | 3 |  | 0 | 1 | 0 |  |  |  | 0 | 0 | 0 | 0 |  | 0
|  |  | DARWHA R2 | 3196 | 6 |  | 0 |  |  | 0 | 6 | 2 | 0 | 2 |  | 0 | 0 | 0 |  |  |  | 0 | 0 | 0 | 0 |  | 0
|  |  | DHANKI | 5291 | 2 |  | 0 |  |  | 0 | 2 | 3 | 0 | 3 |  | 0 | 0 | 0 |  |  |  | 0 | 0 | 0 | 0 |  | 0
|  |  | DHANKI S/DN | S529 | 44 |  | 0 |  |  | 0 | 44 | 6 | 0 | 6 |  | 0 | 0 | 0 |  |  |  | 0 | 0 | 0 | 0 |  | 0
|  |  | Dhanki urban | 5295 |  |  | 0 |  | 2 | 0 | 0 | 0 | 1 | 1 |  | 0 | 0 | 0 |  |  |  | 0 | 0 | 0 | 0 |  | 0
|  |  | DHARWAH S/DN. | S319 | 1 |  | 0 |  |  | 0 | 1 | 7 | 0 | 7 |  | 0 | 0 | 0 |  |  |  | 0 | 0 | 0 | 0 |  | 0
|  |  | DIGRAS S/DN. | S323 |  |  | 0 |  |  | 0 | 0 | 5 | 0 | 5 |  | 0 | 0 | 0 |  |  |  | 0 | 0 | 0 | 0 |  | 0
|  |  | Digras(North) | 3233 | 5 |  | 0 |  |  | 0 | 5 | 3 | 0 | 3 |  | 0 | 0 | 0 |  |  |  | 0 | 0 | 0 | 0 |  | 0
|  |  | digras(south) | 3235 | 4 |  | 0 |  |  | 0 | 4 | 5 | 0 | 5 |  | 0 | 0 | 0 |  |  |  | 0 | 0 | 0 | 0 |  | 0
|  |  | Digras(Urban)D/C | 3231 | 1 | 7 | 1 |  |  | 0 | 9 | 6 | 0 | 6 |  | 0 | 0 | 0 |  |  |  | 0 | 0 | 0 | 0 |  | 0
|  |  | FulSawngi | 5265 |  |  | 0 |  |  | 0 | 0 | 6 | 0 | 6 |  | 0 | 0 | 0 |  |  |  | 0 | 0 | 0 | 0 |  | 0
|  |  | GHATODI | 3213 | 4 |  | 0 |  |  | 0 | 4 | 2 | 0 | 2 |  | 0 | 0 | 0 |  |  |  | 0 | 0 | 0 | 0 |  | 0
|  |  | JAMBAZAR | 3214 | 1 | 4 | 0 |  |  | 0 | 5 | 0 | 0 | 0 |  | 0 | 0 | 0 |  |  |  | 0 | 0 | 0 | 0 |  | 0
|  |  | Kalgaon D/C | 3232 |  |  | 0 |  |  | 0 | 0 | 1 | 0 | 1 |  | 0 | 0 | 0 |  |  |  | 0 | 0 | 0 | 0 |  | 0
|  |  | KALI DAULTKHAN | 5263 | 20 | 2 | 0 |  |  | 0 | 22 | 3 | 1 | 4 |  | 0 | 0 | 0 |  |  |  | 0 | 0 | 0 | 0 |  | 0
|  |  | khandala | 3215 | 7 | 3 | 0 |  |  | 0 | 10 | 2 | 0 | 2 |  | 0 | 0 | 0 |  |  |  | 0 | 0 | 0 | 0 |  | 0
|  |  | LOHI DC | 3191 | 1 |  | 0 |  |  | 0 | 1 | 4 | 0 | 4 |  | 0 | 0 | 0 |  |  |  | 0 | 0 | 0 | 0 |  | 0
|  |  | MAHAGAON | 5261 | 26 | 5 | 0 |  |  | 0 | 31 | 1 | 0 | 1 |  | 0 | 0 | 0 |  |  |  | 0 | 0 | 0 | 0 |  | 0
|  |  | MAHAGAON S/DN. | S526 | 4 |  | 0 |  |  | 0 | 4 | 5 | 0 | 5 |  | 0 | 0 | 0 |  |  |  | 0 | 0 | 0 | 0 |  | 0
|  |  | MULAWA | 3223 | 13 | 3 | 0 |  |  | 0 | 16 | 2 | 0 | 2 |  | 0 | 0 | 0 |  |  |  | 0 | 0 | 0 | 0 |  | 0
|  |  | Pusad Div | D631 |  |  | 0 |  |  | 0 | 0 | 0 | 0 | 0 | 5 | 0 | 0 | 0 |  |  |  | 0 | 0 | 0 | 0 |  | 0
|  |  | PUSAD SUB-DN | S321 | 66 | 14 | 0 |  |  | 0 | 80 | 2 | 0 | 2 |  | 0 | 17 | 0 |  |  |  | 0 | 0 | 0 | 0 |  | 0
|  |  | Rural 2 | 3217 | 8 | 2 | 0 |  |  | 0 | 10 | 2 | 0 | 2 |  | 0 | 0 | 0 |  |  |  | 0 | 0 | 0 | 0 |  | 0
|  |  | SAKHRA | 5292 | 6 |  | 0 |  |  | 0 | 6 | 1 | 0 | 1 |  | 0 | 0 | 0 |  |  |  | 0 | 0 | 0 | 0 |  | 0
|  |  | SAWANA | 5262 | 18 | 2 | 0 |  |  | 0 | 20 | 5 | 0 | 5 |  | 0 | 0 | 0 |  |  |  | 0 | 0 | 0 | 0 |  | 0
|  |  | SHEMBALPIMPRI | 3218 | 28 | 94 | 6 |  | 1 | 0 | 128 | 3 | 0 | 3 |  | 0 | 0 | 0 |  |  |  | 0 | 0 | 0 | 0 |  | 0
|  |  | Tuptakli | 3234 |  |  | 0 |  |  | 0 | 0 | 4 | 0 | 4 |  | 0 | 0 | 0 |  |  |  | 0 | 0 | 0 | 0 |  | 0
|  |  | Umarkhed (Rural) | 3222 | 9 |  | 0 |  |  | 0 | 9 | 2 | 2 | 4 |  | 0 | 0 | 0 |  |  |  | 0 | 0 | 0 | 0 |  | 0
|  |  | Umarkhed (U) | 3221 | 13 |  | 1 |  |  | 0 | 14 | 3 | 0 | 3 | 1 | 0 | 0 | 0 |  |  |  | 0 | 0 | 0 | 0 |  | 0
|  |  | UMERKHED S/DN. | S322 | 20 |  | 0 |  |  | 0 | 20 | 9 | 0 | 9 |  | 0 | 1 | 0 |  |  |  | 0 | 0 | 0 | 0 |  | 0
|  |  | urban1 | 3212 | 41 | 9 | 0 |  |  | 0 | 50 | 7 | 0 | 7 |  | 0 | 0 | 0 |  |  |  | 0 | 0 | 0 | 0 |  | 0
|  |  | Urban2 | 3211 |  |  | 0 |  |  | 0 | 0 | 1 | 0 | 1 |  | 0 | 0 | 0 |  |  |  | 0 | 0 | 0 | 0 |  | 0
|  |  | VIDUL | 3224 | 5 |  | 0 |  |  | 0 | 5 | 2 | 0 | 2 |  | 0 | 0 | 0 |  |  |  | 0 | 0 | 0 | 0 |  | 0
|  | DIVISION TOTAL |  |  | 469 | 148 | 8 | 0 | 4 | 0 | 625 | 114 | 4 | 118 | 6 | 0 | 19 | 0 | 0 | 0 | 0 | 0 | 0 | 0 | 0 | 0 | 0
|  | Yavatmal Division | ARNI RURAL | 5272 |  |  | 5 |  |  | 0 | 5 | 3 | 0 | 3 |  | 0 | 0 | 0 |  |  |  | 0 | 0 | 0 | 0 |  | 0
|  |  | ARNI S/DN. | S527 | 1 | 1 | 0 |  |  | 0 | 2 | 1 | 2 | 3 |  | 0 | 0 | 0 |  |  |  | 0 | 0 | 0 | 0 |  | 0
|  |  | ARNI URBAN | 5271 | 18 | 1 | 0 |  |  | 0 | 19 | 1 | 2 | 3 |  | 0 | 0 | 0 |  |  |  | 0 | 0 | 0 | 0 |  | 0
|  |  | BABHULGAON S/DN. | S815 |  |  | 0 |  |  | 0 | 0 | 43 | 0 | 43 |  | 0 | 0 | 0 |  |  |  | 0 | 0 | 0 | 0 |  | 0
|  |  | babhulgaon urban | 8151 | 6 |  | 0 |  |  | 0 | 6 | 7 | 0 | 7 |  | 0 | 0 | 0 |  |  |  | 0 | 0 | 0 | 0 |  | 0
|  |  | FCC-01TALAO FAIL | 3181 | 7 | 1 | 2 |  |  | 0 | 10 | 1 | 0 | 1 |  | 0 | 0 | 0 |  |  |  | 0 | 0 | 0 | 0 |  | 0
|  |  | FCC02 OFF. BUILD | 3182 | 7 | 1 | 1 |  |  | 0 | 9 | 1 | 0 | 1 |  | 3 | 0 | 0 |  |  |  | 0 | 0 | 0 | 0 |  | 0
|  |  | FCC-03 SHASTRI | 3183 | 20 | 4 | 0 |  |  | 0 | 24 | 1 | 0 | 1 |  | 0 | 0 | 0 |  |  |  | 0 | 0 | 0 | 0 |  | 0
|  |  | FCC04 TALAO FAIL | 3184 | 10 | 1 | 0 |  |  | 0 | 11 | 0 | 0 | 0 |  | 0 | 0 | 0 |  |  |  | 0 | 0 | 0 | 0 |  | 0
|  |  | FCC05 ATHWAD BAZ | 3185 | 13 | 1 | 1 |  |  | 0 | 15 | 0 | 2 | 2 |  | 0 | 0 | 0 |  |  |  | 0 | 0 | 0 | 0 |  | 0
|  |  | FCC06 MIDC,LOHAR | 3186 | 1 |  | 0 |  |  | 0 | 1 | 1 | 0 | 1 | 2 | 0 | 0 | 0 |  |  |  | 0 | 0 | 0 | 0 |  | 0
|  |  | FCC-07 WADGAON | 3187 | 23 | 4 | 1 |  |  | 0 | 28 | 2 | 0 | 2 | 1 | 0 | 0 | 0 |  |  |  | 0 | 0 | 0 | 0 |  | 0
|  |  | JAWALA | 5273 | 15 | 1 | 0 |  |  | 0 | 16 | 0 | 1 | 1 |  | 0 | 0 | 0 |  |  |  | 0 | 0 | 0 | 0 |  | 0
|  |  | Jodmoha Centre-2 | 3172 | 2 | 1 | 0 |  |  | 0 | 3 | 0 | 0 | 0 |  | 0 | 0 | 0 |  |  |  | 0 | 0 | 0 | 0 |  | 0
|  |  | kalamb Rural | 3162 | 2 |  | 0 |  |  | 0 | 2 | 3 | 0 | 3 |  | 0 | 1 | 0 |  |  |  | 0 | 0 | 0 | 0 |  | 0
|  |  | KALAMB S/DN. | S316 |  | 4 | 0 |  |  | 0 | 4 | 18 | 1 | 19 |  | 1 | 0 | 0 |  |  |  | 0 | 0 | 0 | 0 |  | 0
|  |  | kalamb urban | 3161 |  | 15 | 2 |  |  | 0 | 17 | 2 | 0 | 2 |  | 1 | 1 | 0 |  |  |  | 0 | 0 | 0 | 0 |  | 0
|  |  | Kolambi Centre-3 | 3173 | 16 | 11 | 0 |  |  | 0 | 27 | 0 | 0 | 0 |  | 0 | 0 | 0 |  |  |  | 0 | 0 | 0 | 0 |  | 0
|  |  | kotha DC | 3163 | 3 | 2 | 1 |  |  | 0 | 6 | 5 | 0 | 5 |  | 0 | 0 | 0 |  |  |  | 0 | 0 | 0 | 0 |  | 0
|  |  | LONBEHAL | 5275 | 14 |  | 0 |  | 2 | 0 | 14 | 3 | 0 | 3 |  | 0 | 0 | 0 |  |  |  | 0 | 0 | 0 | 0 |  | 0
|  |  | LONI | 5274 | 1 | 6 | 0 |  |  | 0 | 7 | 1 | 0 | 1 |  | 0 | 0 | 0 |  |  |  | 0 | 0 | 0 | 0 |  | 0
|  |  | Malkhed | 3202 | 83 |  | 0 |  |  | 0 | 83 | 0 | 0 | 0 |  | 0 | 0 | 0 |  |  |  | 0 | 0 | 0 | 0 |  | 0
|  |  | MANGALADEVI | 3204 | 51 |  | 0 |  |  | 0 | 51 | 0 | 0 | 0 |  | 0 | 0 | 0 |  |  |  | 0 | 0 | 0 | 0 |  | 0
|  |  | NER S/DN. | S320 | 6 | 3 | 0 |  |  | 0 | 9 | 0 | 0 | 0 |  | 0 | 0 | 0 |  |  |  | 0 | 0 | 0 | 0 |  | 0
|  |  | NER URBAN | 3201 | 4 | 3 | 0 |  |  | 0 | 7 | 1 | 0 | 1 |  | 0 | 0 | 0 |  |  |  | 0 | 0 | 0 | 0 |  | 0
|  |  | PAHUR | 8153 | 31 |  | 0 |  |  | 0 | 31 | 4 | 0 | 4 |  | 0 | 0 | 0 |  |  |  | 0 | 0 | 0 | 0 |  | 0
|  |  | RALEGAON | 8161 | 11 | 12 | 0 |  |  | 0 | 23 | 3 | 0 | 3 |  | 0 | 3 | 0 |  |  |  | 0 | 0 | 0 | 0 |  | 0
|  |  | RALEGAON S/DN. | S816 | 3 |  | 0 |  |  | 0 | 3 | 0 | 0 | 0 |  | 0 | 0 | 0 |  |  |  | 0 | 0 | 0 | 0 |  | 0
|  |  | SAWALI SADOBA | 5276 |  |  | 0 |  |  | 0 | 0 | 3 | 0 | 3 |  | 0 | 0 | 0 |  |  |  | 0 | 0 | 0 | 0 |  | 0
|  |  | WADAKI | 8162 |  |  | 2 |  |  | 0 | 2 | 10 | 0 | 10 |  | 0 | 0 | 0 |  |  |  | 0 | 0 | 0 | 0 |  | 0
|  |  | Yavatmal (R) -01 | 3171 | 3 | 21 | 0 |  | 1 | 0 | 24 | 3 | 0 | 3 |  | 0 | 0 | 0 |  |  |  | 0 | 0 | 0 | 0 |  | 0
|  |  | YAVATMAL (R) SDN | S317 | 100 | 29 | 0 |  |  | 0 | 129 | 0 | 0 | 0 |  | 0 | 0 | 0 |  |  |  | 0 | 0 | 0 | 0 |  | 0
|  |  | Yavatmal Div | D170 | 18 |  | 2 |  |  | 0 | 20 | 21 | 0 | 21 | 2 | 52 | 369 | 12 | 17 |  |  | 0 | 0 | 0 | 0 |  | 0
|  |  | YEOTMAL | S318 | 22 | 7 | 2 |  |  | 0 | 31 | 8 | 0 | 8 | 1 | 0 | 0 | 0 |  |  |  | 0 | 0 | 0 | 0 |  | 0
|  |  | ZADGAON | 8163 | 16 | 20 | 0 |  |  | 0 | 36 | 8 | 0 | 8 |  | 0 | 0 | 0 |  |  |  | 0 | 0 | 0 | 0 |  | 0
|  | DIVISION TOTAL |  |  | 507 | 149 | 19 | 0 | 3 | 0 | 675 | 154 | 8 | 162 | 6 | 57 | 374 | 12 | 17 | 0 | 0 | 0 | 0 | 0 | 0 | 0 | 0
| CIRCLE TOTAL |  |  |  | 1044 | 557 | 34 | 20 | 230 | 3777 | 5412 | 1144 | 16 | 1160 | 32 | 162 | 393 | 12 | 17 | 0 | 0 | 117 | 57 | 0 | 26 | 0 | 0
ZONE TOTAL |  |  |  |  | 2024 | 2578 | 182 | 20 | 399 | 3808 | 8592 | 23642 | 100 | 23742 | 43 | 371 | 997 | 97 | 17 | 0 | 0 | 267 | 172 | 75 | 503 | 23 | 0
NAGPUR REGION TOTAL |  |  |  |  | 18034 | 29936 | 1551 | 615 | 27548 | 4276 | 53797 | 45417 | 953 | 46370 | 621 | 2147 | 2556 | 598 | 439 | 249 | 0 | 1649 | 648 | 612 | 3068 | 40 | 197
AURANGABAD ZONE | AURANGABAD (U) CIRCLE | Aurangabad Urban Circle | Cm St Aurangabad | W224 |  | 170 | 0 | 17 | 8 | 0 | 170 | 605 | 0 | 605 | 8 | 0 | 0 | 0 |  |  |  | 0 | 0 | 30 | 180 |  | 0
|  | AURANGABAD URBAN DIVSION I | A'BAD POWER HOUS | S394 |  | 50 | 0 |  |  | 0 | 50 | 17 | 0 | 17 |  | 0 | 0 | 0 |  |  |  | 0 | 0 | 0 | 0 |  | 0
|  |  | AURANGABAD U I | D221 | 1510 | 14 | 106 |  | 515 | 0 | 1630 | 468 | 0 | 468 |  | 1 | 95 | 0 |  |  |  | 0 | 0 | 25 | 81 |  | 0
|  |  | AURNGPURA | 3943 | 3 | 52 | 5 |  |  | 0 | 60 | 16 | 0 | 16 |  | 0 | 1 | 0 |  |  |  | 0 | 0 | 0 | 0 |  | 0
|  |  | Begampura | 3944 | 4 | 18 | 1 |  |  | 0 | 23 | 4 | 0 | 4 | 2 | 0 | 0 | 0 |  |  |  | 0 | 0 | 0 | 0 |  | 0
|  |  | CHAWANI S/DN. | S578 | 2 | 499 | 0 | 1 | 550 | 0 | 501 | 39 | 0 | 39 | 2 | 0 | 4 | 0 |  |  |  | 0 | 0 | 0 | 0 |  | 0
|  |  | Chawani Unit | 5782 | 43 | 220 | 5 |  | 2 | 0 | 268 | 13 | 0 | 13 |  | 0 | 0 | 0 |  |  |  | 0 | 0 | 0 | 0 |  | 0
|  |  | city chowk | 6733 | 3 | 23 | 11 |  |  | 0 | 37 | 2 | 0 | 2 |  | 0 | 0 | 0 |  |  |  | 0 | 0 | 0 | 0 |  | 0
|  |  | Harsool | 6732 | 12 | 76 | 13 |  |  | 0 | 101 | 6 | 0 | 6 | 1 | 0 | 0 | 0 |  |  |  | 0 | 0 | 0 | 0 |  | 0
|  |  | powerhouse | 3942 | 4 | 25 | 2 |  | 1 | 0 | 31 | 4 | 0 | 4 | 1 | 0 | 0 | 0 |  |  |  | 0 | 0 | 0 | 0 |  | 0
|  |  | Railway Station | 5781 | 93 | 207 | 11 |  | 5 | 0 | 311 | 33 | 0 | 33 | 4 | 0 | 0 | 0 |  |  |  | 0 | 0 | 0 | 0 |  | 0
|  |  |  | 5783 | 3 | 132 | 1 |  | 4 | 0 | 136 | 13 | 0 | 13 |  | 0 | 0 | 0 |  |  |  | 0 | 0 | 0 | 0 |  | 0
|  |  | RAM MANDIR | 6734 | 13 | 101 | 23 |  |  | 0 | 137 | 6 | 0 | 6 |  | 0 | 0 | 0 |  |  |  | 0 | 0 | 0 | 0 |  | 0
|  |  | Shahaganj | 6731 | 2 | 51 | 0 |  | 2 | 0 | 53 | 7 | 1 | 8 | 3 | 0 | 0 | 0 |  |  |  | 0 | 0 | 0 | 0 |  | 0
|  |  | SHAHGANJ S/DN. | S673 | 1 | 1780 | 7 |  |  | 0 | 1788 | 15 | 0 | 15 | 1 | 0 | 0 | 0 |  |  |  | 0 | 0 | 0 | 0 |  | 0
|  |  | WALUJ UNIT NO 2 | 6722 |  |  | 2 |  |  | 0 | 2 | 3 | 0 | 3 |  | 0 | 2 | 0 |  |  |  | 0 | 0 | 0 | 0 |  | 0
|  |  | WALUJ UNIT NO 3 | 6723 | 3 | 1 | 36 |  | 1 | 0 | 40 | 5 | 1 | 6 | 1 | 0 | 1 | 0 |  |  |  | 0 | 0 | 0 | 0 |  | 0
|  |  | Waluj Unit No I | 6721 |  |  | 3 |  |  | 0 | 3 | 2 | 0 | 2 | 1 | 0 | 8 | 0 |  |  |  | 0 | 0 | 0 | 0 |  | 0
|  |  | WALUNJ S/DN. | S672 | 1 | 340 | 8 |  | 500 | 0 | 349 | 51 | 0 | 51 |  | 0 | 0 | 0 |  |  |  | 0 | 0 | 0 | 4 |  | 0
|  | DIVISION TOTAL |  |  | 1697 | 3589 | 234 | 1 | 1580 | 0 | 5520 | 704 | 2 | 706 | 16 | 1 | 111 | 0 | 0 | 0 | 0 | 0 | 0 | 25 | 85 | 0 | 0
|  | AURANGABAD URBAN DIVSION II | A'BAD CIDCO S/DN | S674 |  |  | 0 |  |  | 0 | 0 | 20 | 0 | 20 |  | 0 | 0 | 0 |  |  |  | 0 | 0 | 0 | 0 |  | 0
|  |  | AHINSA NAGAR UNI | 3962 | 2 | 96 | 3 |  |  | 0 | 101 | 5 | 0 | 5 |  | 0 | 0 | 0 |  |  |  | 0 | 0 | 0 | 0 |  | 0
|  |  | Airport Unit | 3953 | 43 | 83 | 1 |  |  | 0 | 127 | 7 | 0 | 7 |  | 0 | 0 | 0 |  |  |  | 0 | 0 | 0 | 0 |  | 0
|  |  | Aurangabad U II | D222 | 974 | 1719 | 190 |  | 329 | 0 | 2883 | 140 | 23 | 163 | 8 | 129 | 1205 | 0 |  | 79 |  | 79 | 0 | 25 | 47 |  | 0
|  |  | CHIKALDHANA S/DN | S395 | 25 | 380 | 0 |  |  | 0 | 405 | 28 | 0 | 28 | 6 | 21 | 2 | 0 |  |  |  | 0 | 0 | 0 | 0 |  | 0
|  |  | Garkheda | 6752 |  | 44 | 0 |  |  | 0 | 44 | 2 | 0 | 2 |  | 0 | 0 | 0 |  |  |  | 0 | 0 | 0 | 0 |  | 0
|  |  | GHARGHED S/DN. | S675 |  | 200 | 1 |  |  | 0 | 201 | 39 | 0 | 39 | 10 | 0 | 0 | 0 |  |  |  | 0 | 0 | 0 | 0 |  | 0
|  |  | Jawahar Colony | 6751 | 3 | 84 | 1 |  |  | 0 | 88 | 8 | 0 | 8 |  | 0 | 0 | 0 |  |  |  | 0 | 0 | 0 | 0 |  | 0
|  |  | KRANTI CHOWK UNI | 3961 | 2 | 28 | 4 |  | 3 | 0 | 34 | 9 | 0 | 9 |  | 1 | 0 | 0 |  |  |  | 0 | 0 | 0 | 0 |  | 0
|  |  | KRANTICHOWK S/DN | S396 | 2 | 80 | 0 |  |  | 0 | 82 | 33 | 0 | 33 |  | 10 | 0 | 0 |  |  |  | 0 | 0 | 0 | 0 |  | 0
|  |  | MIDC C'thana | 3951 | 18 | 97 | 1 |  | 3 | 0 | 116 | 14 | 0 | 14 | 23 | 1 | 2 | 0 |  |  |  | 0 | 0 | 0 | 0 |  | 0
|  |  | MONDHA UNIT | 3964 | 6 | 92 | 2 |  | 1 | 0 | 100 | 10 | 0 | 10 | 1 | 0 | 0 | 0 |  |  |  | 0 | 0 | 0 | 0 |  | 0
|  |  | Mukundwadi | 3952 | 1 | 175 | 0 |  | 2 | 0 | 176 | 10 | 0 | 10 |  | 0 | 0 | 0 |  |  |  | 0 | 0 | 0 | 0 |  | 0
|  |  | N-12 | 6742 | 9 | 71 | 0 | 1 |  | 0 | 80 | 3 | 0 | 3 |  | 0 | 1 | 0 |  |  |  | 0 | 0 | 0 | 0 |  | 0
|  |  | N-7 | 6743 |  | 28 | 0 |  |  | 0 | 28 | 0 | 0 | 0 |  | 0 | 0 | 0 |  |  |  | 0 | 0 | 0 | 0 |  | 0
|  |  | N-9 | 6741 | 2 | 97 | 2 | 1 | 3 | 0 | 101 | 5 | 0 | 5 |  | 0 | 0 | 0 |  |  |  | 0 | 0 | 0 | 0 |  | 0
|  |  | RNAGMANDIR UNIT | 3963 |  |  | 4 |  |  | 1 | 5 | 4 | 1 | 5 |  | 0 | 0 | 0 |  |  |  | 0 | 0 | 0 | 0 |  | 0
|  |  | Shivaji Nagar | 6753 | 4 | 47 | 3 |  |  | 0 | 54 | 12 | 0 | 12 |  | 0 | 0 | 0 |  |  |  | 0 | 0 | 0 | 0 |  | 0
|  | DIVISION TOTAL |  |  | 1091 | 3321 | 212 | 2 | 341 | 1 | 4625 | 349 | 24 | 373 | 48 | 162 | 1210 | 0 | 0 | 79 | 0 | 79 | 0 | 25 | 47 | 0 | 0
| CIRCLE TOTAL |  |  |  | 2788 | 7080 | 446 | 20 | 1929 | 1 | 10315 | 1658 | 26 | 1684 | 72 | 163 | 1321 | 0 | 0 | 79 | 0 | 79 | 0 | 80 | 312 | 0 | 0
| AURANGABAD CICLE | Aurangabad Rural Circle | Cm St Aurangabad | W224 | 12 |  | 0 |  | 5 | 0 | 12 | 0 | 0 | 0 |  | 0 | 0 | 0 |  |  |  | 0 | 0 | 0 | 0 |  | 0
| AURANGABAD CIRCLE | Aurangabad Rural Division I | Adool | 4008 | 3 | 1 | 0 |  |  | 0 | 4 | 1 | 0 | 1 |  | 0 | 0 | 0 |  |  |  | 0 | 0 | 0 | 0 |  | 0
|  |  | APEGOAN | 3985 | 55 | 6 | 3 |  |  | 0 | 64 | 50 | 1 | 51 | 1 | 0 | 0 | 0 |  |  |  | 0 | 0 | 0 | 0 |  | 0
|  |  | AURANGABAD R-I | S399 | 100 |  | 0 |  |  | 0 | 100 | 22 | 0 | 22 | 2 | 0 | 0 | 0 |  |  |  | 0 | 0 | 0 | 0 |  | 0
|  |  | Aurangabad R I | D224 |  | 2000 | 0 |  |  | 0 | 2000 | 109 | 0 | 109 | 48 | 164 | 94 | 50 | 50 |  |  | 0 | 0 | 50 | 231 |  | 0
|  |  | AURANGBAD R-II S | S400 | 79 |  | 0 |  |  | 0 | 79 | 101 | 0 | 101 | 1 | 0 | 0 | 12 |  |  |  | 0 | 0 | 0 | 0 |  | 0
|  |  | Balanagar | 3989 | 42 |  | 0 |  |  | 0 | 42 | 20 | 0 | 20 |  | 0 | 0 | 0 |  |  |  | 0 | 0 | 0 | 0 |  | 0
|  |  | Bidkin I | 3987 | 20 | 1 | 0 |  | 2 | 0 | 21 | 7 | 1 | 8 |  | 0 | 0 | 0 |  |  |  | 0 | 0 | 0 | 0 |  | 0
|  |  | Bidkin II | 3988 | 21 |  | 0 |  |  | 0 | 21 | 2 | 0 | 2 |  | 0 | 0 | 0 |  |  |  | 0 | 0 | 0 | 0 |  | 0
|  |  | chikalthana | 4001 | 203 | 34 | 4 |  |  | 0 | 241 | 23 | 0 | 23 | 3 | 2 | 0 | 0 |  |  |  | 0 | 0 | 0 | 0 |  | 0
|  |  | Chitegaon | 4007 | 4 | 1 | 0 |  |  | 0 | 5 | 1 | 0 | 1 |  | 0 | 0 | 0 |  |  |  | 0 | 0 | 0 | 0 |  | 0
|  |  | Cm St Aurangabad | W224 |  |  | 0 |  |  | 0 | 0 | 0 | 0 | 0 | 2 | 0 | 0 | 0 |  |  |  | 0 | 0 | 0 | 0 |  | 0
|  |  | DAULATABAD | 3991 | 76 | 40 | 0 |  | 2 | 0 | 116 | 19 | 0 | 19 | 3 | 1 | 0 | 0 |  |  |  | 0 | 0 | 0 | 0 |  | 0
|  |  | Dawarwadi | 398A | 51 | 3 | 0 |  | 2 | 0 | 54 | 16 | 0 | 16 | 2 | 0 | 0 | 0 |  |  |  | 0 | 0 | 0 | 0 |  | 0
|  |  | Dhakephal | 3984 | 29 | 1 | 0 |  | 4 | 0 | 30 | 16 | 0 | 16 |  | 0 | 0 | 0 |  |  |  | 0 | 0 | 0 | 0 |  | 0
|  |  | DHORKIN | 3982 | 20 |  | 0 |  |  | 0 | 20 | 14 | 0 | 14 |  | 0 | 0 | 0 |  |  |  | 0 | 0 | 0 | 0 |  | 0
|  |  | Harsool | 3994 | 85 | 51 | 0 |  | 6 | 0 | 136 | 22 | 0 | 22 |  | 0 | 0 | 0 |  |  |  | 0 | 0 | 0 | 0 |  | 0
|  |  | karmad | 4002 | 61 | 2 | 0 |  |  | 0 | 63 | 5 | 1 | 6 |  | 0 | 0 | 0 |  |  |  | 0 | 0 | 0 | 0 |  | 0
|  |  | ladsawangi | 4005 | 4 | 2 | 0 |  |  | 0 | 6 | 7 | 0 | 7 |  | 0 | 0 | 0 |  |  |  | 0 | 0 | 0 | 0 |  | 0
|  |  | MALIWADA | 3992 | 47 | 32 | 2 |  |  | 0 | 81 | 2 | 0 | 2 |  | 0 | 0 | 0 |  |  |  | 0 | 0 | 0 | 0 |  | 0
|  |  | PACHOD | 3983 | 39 | 5 | 1 |  |  | 0 | 45 | 7 | 0 | 7 |  | 0 | 0 | 0 |  |  |  | 0 | 0 | 0 | 0 |  | 0
|  |  | paithan | 3981 | 75 | 3 | 0 |  | 3 | 0 | 78 | 24 | 5 | 29 | 2 | 0 | 0 | 0 |  |  |  | 0 | 0 | 0 | 0 |  | 0
|  |  | PAITHAN (R) S/D | S398 | 8 | 10 | 0 |  |  | 0 | 18 | 2 | 0 | 2 |  | 0 | 0 | 0 |  |  |  | 0 | 0 | 0 | 0 |  | 0
|  |  | paithan R | 3986 | 43 | 3 | 1 |  |  | 0 | 47 | 19 | 1 | 20 | 4 | 0 | 0 | 0 |  |  |  | 0 | 0 | 0 | 0 |  | 0
|  |  | pimpriraja | 4006 | 2 |  | 0 |  |  | 0 | 2 | 0 | 0 | 0 |  | 0 | 0 | 0 |  |  |  | 0 | 0 | 0 | 0 |  | 0
|  |  | RURAL | 3995 | 77 | 32 | 2 |  |  | 0 | 111 | 16 | 0 | 16 | 3 | 2 | 0 | 0 |  |  |  | 0 | 0 | 0 | 0 |  | 0
|  |  | SAWANGI | 3993 | 58 | 42 | 4 |  | 8 | 0 | 104 | 37 | 0 | 37 | 1 | 0 | 0 | 0 |  |  |  | 0 | 0 | 0 | 0 |  | 0
|  |  | shekta -I | 4003 | 56 |  | 0 |  |  | 0 | 56 | 4 | 0 | 4 |  | 0 | 0 | 0 |  |  |  | 0 | 0 | 0 | 0 |  | 0
|  |  | shekta -II | 4004 | 5 | 1 | 0 |  |  | 0 | 6 | 1 | 1 | 2 |  | 0 | 0 | 0 |  |  |  | 0 | 0 | 0 | 0 |  | 0
|  |  | SHENDURWADA UNIT | 3977 |  |  | 0 |  | 1 | 0 | 0 | 0 | 0 | 0 |  | 0 | 0 | 0 |  |  |  | 0 | 0 | 0 | 0 |  | 0
|  | DIVISION TOTAL |  |  | 1263 | 2270 | 17 | 0 | 28 | 0 | 3550 | 547 | 10 | 557 | 72 | 169 | 94 | 62 | 50 | 0 | 0 | 0 | 0 | 50 | 231 | 0 | 0
|  | Aurangabad Rural Division II | ALAND | 8035 | 2 |  | 0 |  |  | 0 | 2 | 9 | 0 | 9 |  | 0 | 0 | 0 |  |  |  | 0 | 0 | 0 | 0 |  | 0
|  |  | Aurangabad R II | D223 |  |  | 0 |  |  | 0 | 0 | 200 | 0 | 200 | 34 | 0 | 0 | 0 |  |  |  | 0 | 0 | 0 | 0 |  | 0
|  |  | Bajar swangi | 4011 | 41 | 5 | 1 |  |  | 0 | 47 | 15 | 8 | 23 |  | 0 | 0 | 0 |  |  |  | 0 | 0 | 0 | 0 |  | 0
|  |  | Ellora | 4015 | 12 |  | 0 |  |  | 0 | 12 | 9 | 0 | 9 |  | 0 | 0 | 0 |  |  |  | 0 | 0 | 0 | 0 |  | 0
|  |  | Gadana unit | 4013 | 51 | 4 | 0 |  | 1 | 0 | 55 | 4 | 0 | 4 |  | 0 | 0 | 0 |  |  |  | 0 | 0 | 0 | 0 |  | 0
|  |  | Galle Borgaon | 4014 | 37 | 6 | 1 |  |  | 0 | 44 | 11 | 0 | 11 |  | 0 | 0 | 0 |  |  |  | 0 | 0 | 0 | 0 |  | 0
|  |  | GANGAPUR (R) S/D | S397 | 46 | 24 | 0 |  |  | 0 | 70 | 26 | 0 | 26 | 3 | 0 | 0 | 0 |  |  |  | 0 | 0 | 0 | 0 |  | 0
|  |  | GANGAPUR RURAL-1 | 3972 | 44 | 11 | 0 |  | 4 | 0 | 55 | 9 | 1 | 10 |  | 0 | 0 | 0 |  |  |  | 0 | 0 | 0 | 0 |  | 0
|  |  | GANGAPUR RURAL-2 | 3973 | 2 | 3 | 0 |  |  | 0 | 5 | 2 | 0 | 2 | 1 | 0 | 0 | 0 |  |  |  | 0 | 0 | 0 | 0 |  | 0
|  |  | GANGAPUR URBAN | 3971 | 15 | 2443 | 1 |  | 6 | 0 | 2459 | 10 | 1 | 11 | 1 | 0 | 0 | 0 |  |  |  | 0 | 0 | 0 | 0 |  | 0
|  |  | KATE PIMPALGAON | 3974 | 52 |  | 2 |  | 7 | 0 | 54 | 18 | 0 | 18 |  | 0 | 0 | 0 |  |  |  | 0 | 0 | 0 | 0 |  | 0
|  |  | KHULATABAD (R) S | S401 | 21 | 273 | 6 |  |  | 0 | 300 | 79 | 9 | 88 | 1 | 0 | 0 | 0 |  |  |  | 0 | 0 | 0 | 0 |  | 0
|  |  | khultabad | 4012 | 18 | 579 | 2 |  |  | 0 | 599 | 14 | 0 | 14 |  | 0 | 0 | 0 |  |  |  | 0 | 0 | 0 | 0 |  | 0
|  |  | LASUR STATION | 3978 | 16 | 5 | 0 |  |  | 0 | 21 | 6 | 1 | 7 |  | 0 | 0 | 0 |  |  |  | 0 | 0 | 0 | 0 |  | 0
|  |  | PATHRI | 8034 | 2 |  | 1 |  |  | 0 | 3 | 78 | 0 | 78 |  | 0 | 0 | 0 |  |  |  | 0 | 0 | 0 | 0 |  | 0
|  |  | PHULAMBRI | 8031 | 1 | 1 | 0 |  |  | 0 | 2 | 13 | 0 | 13 |  | 0 | 0 | 0 |  |  |  | 0 | 0 | 0 | 0 |  | 0
|  |  | PHULAMBRI RURAL | 8032 | 1 | 2 | 0 |  | 1 | 0 | 3 | 40 | 0 | 40 |  | 0 | 0 | 0 |  |  |  | 0 | 0 | 0 | 0 |  | 0
|  |  | PHULAMBRI S/DN. | S803 | 99 |  | 0 |  |  | 0 | 99 | 0 | 0 | 0 |  | 0 | 0 | 0 |  |  |  | 0 | 0 | 0 | 0 |  | 0
|  |  | SHENDURWADA UNIT | 3977 | 51 | 9 | 2 |  |  | 0 | 62 | 40 | 0 | 40 |  | 0 | 0 | 0 |  |  |  | 0 | 0 | 0 | 0 |  | 0
|  |  | SILLEGAON UNIT | 3979 | 33 |  | 0 |  |  | 0 | 33 | 2 | 1 | 3 |  | 0 | 0 | 0 |  |  |  | 0 | 0 | 0 | 0 |  | 0
|  |  | Sultanpur | 4016 | 24 | 1 | 0 |  |  | 0 | 25 | 9 | 2 | 11 |  | 0 | 0 | 0 |  |  |  | 0 | 0 | 0 | 0 |  | 0
|  |  | TURKABAD | 3976 | 37 | 6 | 0 |  |  | 0 | 43 | 0 | 0 | 0 |  | 0 | 0 | 0 |  |  |  | 0 | 0 | 0 | 0 |  | 0
|  |  | WALUJ UNIT | 3975 | 147 | 285 | 1 |  |  | 0 | 433 | 34 | 0 | 34 | 2 | 0 | 0 | 0 |  |  |  | 0 | 0 | 0 | 0 |  | 0
|  |  | WAREGAON | 8033 | 4 | 1 | 0 |  |  | 0 | 5 | 15 | 0 | 15 |  | 0 | 0 | 0 |  |  |  | 0 | 0 | 0 | 0 |  | 0
|  | DIVISION TOTAL |  |  | 756 | 3658 | 17 | 0 | 19 | 0 | 4431 | 643 | 23 | 666 | 42 | 0 | 0 | 0 | 0 | 0 | 0 | 0 | 0 | 0 | 0 | 0 | 0
|  | Kannad Division | AJANTHA(R) S/SN | S405 | 260 | 5 | 0 |  |  | 0 | 265 | 20 | 0 | 20 |  | 0 | 0 | 0 |  |  |  | 0 | 0 | 0 | 0 |  | 0
|  |  | ajintha | 4047 | 35 | 2 | 1 |  |  | 0 | 38 | 21 | 0 | 21 |  | 0 | 0 | 0 |  |  |  | 0 | 0 | 0 | 0 |  | 0
|  |  | amthana | 4044 | 45 |  | 0 |  |  | 0 | 45 | 4 | 5 | 9 |  | 0 | 0 | 0 |  |  |  | 0 | 0 | 0 | 0 |  | 0
|  |  | anwi | 4043 |  |  | 0 |  |  | 0 | 0 | 7 | 2 | 9 |  | 0 | 0 | 0 |  |  |  | 0 | 0 | 0 | 0 |  | 0
|  |  | Banoti | 4054 | 233 | 2 | 0 |  |  | 0 | 235 | 0 | 0 | 0 |  | 0 | 0 | 0 |  |  |  | 0 | 0 | 0 | 0 |  | 0
|  |  | bharadi | 4045 | 23 | 3 | 2 |  |  | 0 | 28 | 27 | 2 | 29 |  | 0 | 0 | 0 |  |  |  | 0 | 0 | 0 | 0 |  | 0
|  |  | chapaner | 4034 | 205 | 94 | 2 |  |  | 0 | 301 | 96 | 2 | 98 |  | 0 | 0 | 0 |  |  |  | 0 | 0 | 0 | 0 |  | 0
|  |  | chikalthan | 4037 | 66 | 9 | 5 |  |  | 0 | 80 | 18 | 0 | 18 |  | 0 | 0 | 0 |  |  |  | 0 | 0 | 0 | 0 |  | 0
|  |  | Chincholi limbaj | 8734 | 103 |  | 0 |  |  | 0 | 103 | 40 | 1 | 41 |  | 0 | 0 | 0 |  |  |  | 0 | 0 | 0 | 0 |  | 0
|  |  | Deogaon rangari | 4035 | 78 | 12 | 0 |  | 9 | 0 | 90 | 32 | 0 | 32 |  | 0 | 0 | 0 |  |  |  | 0 | 0 | 0 | 0 |  | 0
|  |  | Fardapur U | 4052 |  | 8 | 0 |  |  | 0 | 8 | 27 | 4 | 31 | 1 | 0 | 0 | 0 |  |  |  | 0 | 0 | 0 | 0 |  | 0
|  |  | garaj | 7435 | 45 | 2 | 0 |  |  | 0 | 47 | 4 | 0 | 4 |  | 0 | 0 | 0 |  |  |  | 0 | 0 | 0 | 0 |  | 0
|  |  | golegaon | 4046 | 100 |  | 0 |  |  | 0 | 100 | 26 | 0 | 26 |  | 0 | 0 | 0 |  |  |  | 0 | 0 | 0 | 0 |  | 0
|  |  | KANNAD (R) S/DN | S403 |  |  | 0 |  | 110 | 0 | 0 | 0 | 0 | 0 |  | 0 | 0 | 0 |  |  |  | 0 | 1 | 0 | 0 |  | 0
|  |  | Kannad Div | D226 | 500 | 600 | 700 |  | 200 | 0 | 1800 | 400 | 0 | 400 | 20 | 293 | 55 | 0 |  |  |  | 0 | 68 | 0 | 0 |  | 0
|  |  | KANNAD RURAL | 4032 | 86 | 29 | 0 |  | 1 | 0 | 115 | 23 | 0 | 23 |  | 0 | 0 | 0 |  |  |  | 0 | 0 | 0 | 0 |  | 0
|  |  | kannad urban | 4031 | 71 | 10 | 8 |  | 43 | 0 | 89 | 6 | 0 | 6 |  | 0 | 0 | 0 |  |  |  | 0 | 0 | 0 | 0 |  | 0
|  |  | karanjkhed | 8735 | 68 | 8 | 1 |  | 7 | 0 | 77 | 12 | 0 | 12 |  | 0 | 0 | 0 |  |  |  | 0 | 0 | 0 | 0 |  | 0
|  |  | khandala | 7434 | 100 | 13 | 0 |  |  | 0 | 113 | 22 | 1 | 23 |  | 0 | 0 | 0 |  |  |  | 0 | 0 | 0 | 0 |  | 0
|  |  | Lasurgaon | 7431 | 133 | 55 | 3 |  | 6 | 0 | 191 | 22 | 0 | 22 |  | 0 | 0 | 0 |  |  |  | 0 | 0 | 0 | 0 |  | 0
|  |  | mahalgaon | 4024 | 67 | 12 | 4 |  | 21 | 0 | 83 | 3 | 3 | 6 |  | 0 | 0 | 0 |  |  |  | 0 | 0 | 0 | 0 |  | 0
|  |  | Nachanwel Sec | 8733 | 63 | 7 | 2 |  | 38 | 0 | 72 | 24 | 1 | 25 |  | 0 | 0 | 0 |  |  |  | 0 | 0 | 0 | 0 |  | 0
|  |  | Nagad | 8736 | 1 |  | 0 |  | 25 | 0 | 1 | 4 | 0 | 4 |  | 0 | 0 | 0 |  |  |  | 0 | 0 | 0 | 0 |  | 0
|  |  | nagamthan | 4026 | 20 |  | 0 |  |  | 0 | 20 | 54 | 13 | 67 |  | 0 | 0 | 0 |  |  |  | 0 | 0 | 0 | 0 |  | 0
|  |  | parsoda | 4025 | 106 | 23 | 0 | 1 |  | 0 | 129 | 21 | 1 | 22 |  | 0 | 0 | 0 |  |  |  | 0 | 0 | 0 | 0 |  | 0
|  |  | Pishor SDn | S873 | 123 |  | 0 |  |  | 0 | 123 | 5 | 0 | 5 |  | 0 | 0 | 0 |  |  |  | 0 | 0 | 0 | 0 |  | 0
|  |  | Pishor Sec | 8731 | 101 |  | 0 |  | 6 | 0 | 101 | 14 | 0 | 14 |  | 0 | 0 | 0 |  |  |  | 0 | 0 | 0 | 0 |  | 0
|  |  | Sa,Bara | 4053 | 1 | 82 | 31 |  | 7 | 0 | 114 | 30 | 4 | 34 |  | 0 | 0 | 0 |  |  |  | 0 | 0 | 0 | 0 |  | 0
|  |  | shivna | 4048 | 16 |  | 0 |  | 1 | 0 | 16 | 21 | 1 | 22 |  | 0 | 0 | 0 |  |  |  | 0 | 0 | 0 | 0 |  | 0
|  |  | Shivoor | 7432 | 40 | 8 | 2 |  | 3 | 0 | 50 | 57 | 49 | 106 | 2 | 0 | 0 | 0 |  |  |  | 0 | 0 | 0 | 0 |  | 0
|  |  | sillod rural | 4042 | 71 | 2 | 0 |  |  | 0 | 73 | 10 | 0 | 10 |  | 0 | 0 | 0 |  |  |  | 0 | 0 | 0 | 0 |  | 0
|  |  | sillod urband | 4041 | 3 | 3 | 0 |  |  | 0 | 6 | 40 | 4 | 44 |  | 0 | 0 | 0 |  |  |  | 0 | 0 | 0 | 0 |  | 0
|  |  | SILLOD(R) S/DN | S404 |  |  | 0 |  |  | 0 | 0 | 25 | 0 | 25 |  | 0 | 0 | 0 |  |  |  | 0 | 0 | 0 | 0 |  | 0
|  |  | Soygaon | 4051 | 71 | 45 | 4 | 8 | 8 | 0 | 120 | 10 | 7 | 17 | 1 | 0 | 0 | 0 |  |  |  | 0 | 0 | 0 | 0 |  | 0
|  |  | VAIJAPUR (R) S/D | S402 | 118 |  | 0 |  |  | 0 | 118 | 53 | 6 | 59 |  | 0 | 0 | 0 |  |  |  | 0 | 0 | 0 | 0 |  | 0
|  |  | vaijapur rural 1 | 4022 | 59 |  | 8 |  | 25 | 0 | 67 | 2 | 7 | 9 |  | 0 | 0 | 0 |  |  |  | 0 | 0 | 0 | 0 |  | 0
|  |  | vaijapur rural 2 | 4023 | 81 |  | 0 |  |  | 0 | 81 | 3 | 1 | 4 |  | 0 | 0 | 0 |  | 1 |  | 1 | 0 | 0 | 0 |  | 0
|  |  | vaijapur urban | 4021 | 111 | 6 | 1 |  | 1 | 0 | 118 | 10 | 0 | 10 | 1 | 0 | 0 | 0 |  |  |  | 0 | 1 | 0 | 0 |  | 0
|  |  | Vendor Store Loc | V001 |  |  | 0 |  |  | 0 | 0 | 0 | 238 | 238 |  | 0 | 0 | 0 |  |  |  | 0 | 0 | 0 | 0 |  | 0
|  |  | Wasadi Sec | 8732 | 16 | 9 | 2 |  |  | 0 | 27 | 12 | 0 | 12 |  | 0 | 0 | 0 |  |  |  | 0 | 0 | 0 | 0 |  | 0
|  | DIVISION TOTAL |  |  | 3219 | 1049 | 776 | 9 | 511 | 0 | 5044 | 1205 | 352 | 1557 | 25 | 293 | 55 | 0 | 0 | 1 | 0 | 1 | 70 | 0 | 0 | 0 | 0
| CIRCLE TOTAL |  |  |  | 5250 | 6977 | 810 | 9 | 563 | 0 | 13037 | 2395 | 385 | 2780 | 139 | 462 | 149 | 62 | 50 | 1 | 0 | 1 | 70 | 50 | 231 | 0 | 0
| JALNA CIRCLE | Jalna Circle | Cm St Aurangabad | W224 |  | 1 | 0 |  | 1500 | 0 | 1 | 5 | 0 | 5 | 284 | 0 | 0 | 0 |  |  |  | 0 | 0 | 0 | 2 |  | 0
|  |  | Jalna Circle | C625 |  |  | 0 |  |  | 0 | 0 | 0 | 0 | 0 |  | 0 | 0 | 0 |  |  |  | 0 | 0 | 0 | 55 |  | 0
|  | Jalna Division No.I | ANWA | 4087 | 110 | 1 | 0 |  | 1 | 0 | 111 | 46 | 0 | 46 |  | 0 | 0 | 0 |  |  |  | 0 | 0 | 0 | 0 |  | 0
|  |  | BADNAPUR (R) S/D | S410 | 10 | 40 | 0 |  |  | 0 | 50 | 10 | 0 | 10 |  | 0 | 0 | 0 |  |  |  | 0 | 0 | 0 | 0 |  | 0
|  |  | BADNAPUR UNIT | 4105 | 75 | 100 | 0 |  |  | 0 | 175 | 29 | 0 | 29 |  | 0 | 0 | 0 |  |  |  | 0 | 0 | 0 | 0 |  | 0
|  |  | BHOKARDAN RURAL | 4082 | 34 |  | 0 |  |  | 0 | 34 | 0 | 0 | 0 |  | 0 | 0 | 0 |  |  |  | 0 | 0 | 0 | 0 |  | 0
|  |  | BHOKARDAN URBAN | 4081 | 177 | 38 | 5 |  | 1 | 0 | 220 | 86 | 0 | 86 |  | 0 | 0 | 0 |  |  |  | 0 | 0 | 0 | 0 |  | 0
|  |  | BHOKARDHAN (R) S | S408 | 30 | 55 | 0 |  | 2 | 0 | 85 | 149 | 0 | 149 | 26 | 0 | 0 | 0 |  |  |  | 0 | 0 | 0 | 0 |  | 0
|  |  | DABHADI UNIT | 4102 | 120 | 100 | 0 |  |  | 0 | 220 | 10 | 0 | 10 |  | 0 | 0 | 0 |  |  |  | 0 | 0 | 0 | 0 |  | 0
|  |  | DHAWADA | 4086 | 69 | 2 | 0 |  |  | 0 | 71 | 14 | 1 | 15 |  | 0 | 0 | 0 |  |  |  | 0 | 0 | 0 | 0 |  | 0
|  |  | HASNABAD | 4083 | 67 | 2 | 0 |  |  | 0 | 69 | 95 | 0 | 95 |  | 0 | 0 | 0 |  |  |  | 0 | 0 | 0 | 0 |  | 0
|  |  | JAFARABAD(R) S/D | S568 |  | 128 | 0 |  |  | 0 | 128 | 62 | 0 | 62 | 5 | 0 | 0 | 0 |  |  |  | 0 | 0 | 0 | 0 |  | 0
|  |  | JAFRABAD (U) | 5681 | 155 | 16 | 0 |  | 10 | 0 | 171 | 3 | 0 | 3 |  | 0 | 0 | 0 |  |  |  | 0 | 0 | 0 | 0 |  | 0
|  |  | JALNA (U) S/D | S406 |  | 131 | 0 |  |  | 0 | 131 | 4 | 4 | 8 | 92 | 0 | 0 | 0 |  |  |  | 0 | 0 | 0 | 0 |  | 0
|  |  | JALNA (R) S/DN | S407 | 80 | 300 | 1 |  | 5 | 0 | 381 | 115 | 0 | 115 | 3 | 0 | 0 | 0 |  |  |  | 0 | 0 | 0 | 0 |  | 0
|  |  | Jalna Div I | D271 | 44 | 2847 | 0 |  |  | 0 | 2891 | 215 | 0 | 215 | 6 | 254 | 107 | 126 |  |  |  | 0 | 28 | 26 | 107 |  | 0
|  |  | Jalna Rural I | 4072 | 201 | 3 | 0 |  |  | 0 | 204 | 86 | 0 | 86 |  | 0 | 0 | 0 |  |  |  | 0 | 0 | 0 | 0 |  | 0
|  |  | Jalna Rural II | 4073 | 76 | 21 | 2 |  | 9 | 0 | 99 | 17 | 0 | 17 | 1 | 0 | 0 | 0 |  |  |  | 0 | 0 | 0 | 0 |  | 0
|  |  | Jalna Rural III | 4074 | 137 | 36 | 7 |  |  | 0 | 180 | 20 | 0 | 20 | 3 | 0 | 0 | 0 |  |  |  | 0 | 0 | 0 | 0 |  | 0
|  |  | KHAN | 4063 |  | 163 | 0 |  | 4 | 0 | 163 | 11 | 0 | 11 | 2 | 0 | 0 | 0 |  |  |  | 0 | 0 | 0 | 0 |  | 0
|  |  | MAHORA | 5684 | 260 | 33 | 0 |  |  | 0 | 293 | 11 | 0 | 11 |  | 0 | 0 | 0 |  |  |  | 0 | 0 | 0 | 0 |  | 0
|  |  | Mandeulgaon Sect | 4075 | 216 | 61 | 6 |  |  | 0 | 283 | 51 | 0 | 51 | 3 | 0 | 0 | 0 |  |  |  | 0 | 0 | 0 | 0 |  | 0
|  |  | MORE_RR | 4061 |  | 263 | 0 |  | 1 | 0 | 263 | 30 | 0 | 30 | 5 | 0 | 0 | 0 |  |  |  | 0 | 0 | 0 | 0 |  | 0
|  |  | Ner Section | 4071 | 210 | 63 | 3 |  |  | 0 | 276 | 71 | 0 | 71 |  | 0 | 0 | 0 |  |  |  | 0 | 0 | 0 | 0 |  | 0
|  |  | PARADH | 4085 | 9 |  | 0 |  |  | 0 | 9 | 7 | 0 | 7 |  | 0 | 0 | 0 |  |  |  | 0 | 0 | 0 | 0 |  | 0
|  |  | PARDESHI | 4062 | 14 | 270 | 0 |  | 1 | 0 | 284 | 28 | 0 | 28 | 7 | 0 | 0 | 0 |  |  |  | 0 | 0 | 0 | 0 |  | 0
|  |  | PATHAK | 4065 |  | 84 | 5 |  | 1 | 0 | 89 | 13 | 0 | 13 | 6 | 0 | 0 | 0 |  |  |  | 0 | 0 | 0 | 0 |  | 0
|  |  | RAJUR | 4084 | 147 | 3 | 0 |  | 1 | 0 | 150 | 26 | 1 | 27 | 1 | 0 | 0 | 0 |  |  |  | 0 | 0 | 0 | 0 |  | 0
|  |  | RURAL -I UNIT | 4104 | 186 | 4 | 0 |  |  | 0 | 190 | 10 | 0 | 10 |  | 0 | 0 | 0 |  |  |  | 0 | 0 | 0 | 0 |  | 0
|  |  | RURAL -II UNIT | 4103 | 231 | 13 | 0 |  |  | 0 | 244 | 28 | 0 | 28 |  | 0 | 0 | 0 |  |  |  | 0 | 0 | 0 | 0 |  | 0
|  |  | SHELGAON UNIT | 4101 | 240 |  | 0 |  |  | 0 | 240 | 24 | 0 | 24 |  | 0 | 0 | 0 |  |  |  | 0 | 0 | 0 | 0 |  | 0
|  |  | TEMBHURNI-I | 5685 | 38 |  | 0 |  |  | 0 | 38 | 2 | 0 | 2 |  | 0 | 0 | 0 |  |  |  | 0 | 0 | 0 | 0 |  | 0
|  |  | TEMBHURNI-II | 5682 | 84 |  | 0 |  |  | 0 | 84 | 17 | 0 | 17 |  | 0 | 0 | 0 |  |  |  | 0 | 0 | 0 | 0 |  | 0
|  |  | TODKAR | 4064 |  | 103 | 1 |  | 2 | 0 | 104 | 18 | 0 | 18 | 5 | 0 | 0 | 0 |  |  |  | 0 | 0 | 0 | 0 |  | 0
|  | DIVISION TOTAL |  |  | 3020 | 4880 | 30 | 0 | 38 | 0 | 7930 | 1308 | 6 | 1314 | 165 | 254 | 107 | 126 | 0 | 0 | 0 | 0 | 28 | 26 | 107 | 0 | 0
|  | Jalna Division No.II | AMBAD (R) S/DN | S409 |  | 1160 | 0 |  | 4 | 0 | 1160 | 154 | 0 | 154 | 23 | 1 | 2 | 0 |  |  |  | 0 | 0 | 0 | 0 |  | 0
|  |  | ASHTI | 4115 |  | 43 | 0 |  |  | 0 | 43 | 20 | 1 | 21 |  | 0 | 0 | 0 |  |  |  | 0 | 0 | 0 | 0 |  | 0
|  |  | Ghansawangi | 7024 | 2 | 24 | 0 |  |  | 0 | 26 | 1 | 0 | 1 |  | 0 | 0 | 0 |  |  |  | 0 | 0 | 0 | 0 |  | 0
|  |  | GHANSAWANGI S/DN | S702 |  | 214 | 0 |  |  | 0 | 214 | 79 | 0 | 79 | 7 | 4 | 35 | 0 |  |  |  | 0 | 0 | 0 | 0 |  | 0
|  |  | Jalna Div II | D275 |  | 892 | 0 |  | 18 | 0 | 892 | 270 | 0 | 270 | 26 | 44 | 52 | 0 |  |  |  | 0 | 0 | 15 | 85 |  | 0
|  |  | JAMKHED PC-1 | 4094 |  | 36 | 0 |  | 2 | 0 | 36 | 3 | 16 | 19 | 1 | 0 | 0 | 0 |  |  |  | 0 | 0 | 0 | 0 |  | 0
|  |  | kumbharpipalgaon | 7023 | 3 | 12 | 3 |  |  | 0 | 18 | 3 | 0 | 3 |  | 0 | 1 | 0 |  |  |  | 0 | 0 | 0 | 0 |  | 0
|  |  | MANTHA SUB-DIVIS | S796 |  | 385 | 0 |  |  | 0 | 385 | 148 | 13 | 161 |  | 0 | 0 | 0 |  |  |  | 0 | 0 | 0 | 0 |  | 0
|  |  | MANTHA-I | 7961 | 16 | 87 | 18 |  | 4 | 0 | 121 | 7 | 0 | 7 | 1 | 2 | 1 | 0 |  |  |  | 0 | 0 | 0 | 0 |  | 0
|  |  | MANTHA-II | 7962 | 135 | 97 | 7 |  | 1 | 0 | 239 | 3 | 0 | 3 |  | 0 | 0 | 0 |  |  |  | 0 | 0 | 0 | 0 |  | 0
|  |  | PARTUR (R) S/DN | S411 |  | 1205 | 0 |  |  | 0 | 1205 | 50 | 0 | 50 | 28 | 10 | 0 | 0 |  |  |  | 0 | 0 | 0 | 0 |  | 0
|  |  | PARTUR URBAN | 4113 | 15 | 93 | 0 |  |  | 0 | 108 | 2 | 0 | 2 |  | 1 | 2 | 0 |  |  |  | 0 | 0 | 0 | 0 |  | 0
|  |  | PARTURGRAMIN | 4117 |  | 59 | 0 |  |  | 0 | 59 | 22 | 0 | 22 |  | 0 | 1 | 0 |  |  |  | 0 | 0 | 0 | 0 |  | 0
|  |  | Raniunchegaon | 7022 |  | 18 | 0 |  | 1 | 0 | 18 | 0 | 0 | 0 |  | 0 | 0 | 0 |  |  |  | 0 | 0 | 0 | 0 |  | 0
|  |  | RANJANI | 7025 | 4 | 54 | 1 |  |  | 0 | 59 | 7 | 1 | 8 |  | 0 | 1 | 0 |  |  |  | 0 | 0 | 0 | 0 |  | 0
|  |  | RURAL 1 PC-4 | 4092 |  | 81 | 0 |  | 1 | 0 | 81 | 0 | 22 | 22 |  | 0 | 0 | 0 |  |  |  | 0 | 0 | 0 | 0 |  | 0
|  |  | RURAL 2 PC-6 | 4093 |  |  | 0 |  | 1 | 0 | 0 | 5 | 2 | 7 |  | 0 | 0 | 0 |  |  |  | 0 | 0 | 0 | 0 |  | 0
|  |  | SATONA | 4112 | 23 | 44 | 0 |  | 2 | 0 | 67 | 0 | 0 | 0 |  | 1 | 0 | 0 |  |  |  | 0 | 0 | 0 | 0 |  | 0
|  |  | SHAHAGAD PC-5 | 4096 |  | 126 | 2 |  |  | 0 | 128 | 16 | 2 | 18 |  | 0 | 1 | 0 |  |  |  | 0 | 0 | 0 | 0 |  | 0
|  |  | SHRISHTI | 4114 | 37 | 19 | 0 |  | 5 | 0 | 56 | 66 | 0 | 66 |  | 0 | 0 | 0 |  |  |  | 0 | 0 | 0 | 0 |  | 0
|  |  | TIRTHPURI | 7021 |  | 113 | 4 |  |  | 0 | 117 | 9 | 2 | 11 |  | 0 | 0 | 0 |  |  |  | 0 | 0 | 0 | 0 |  | 0
|  |  | URBAN PC-3 | 4091 |  | 65 | 2 |  | 5 | 0 | 67 | 6 | 5 | 11 |  | 0 | 0 | 0 |  |  |  | 0 | 0 | 0 | 0 |  | 0
|  |  | Vendor Store Loc | V001 |  |  | 0 |  |  | 225 | 225 | 0 | 6 | 6 |  | 0 | 0 | 0 |  |  |  | 0 | 0 | 0 | 0 |  | 0
|  |  | WADIGODRI PC-2 | 4095 |  | 51 | 0 |  |  | 0 | 51 | 17 | 0 | 17 |  | 0 | 0 | 0 |  |  |  | 0 | 0 | 0 | 0 |  | 0
|  |  | WATUR SECTION | 7963 | 61 | 7 | 0 |  |  | 0 | 68 | 19 | 1 | 20 |  | 0 | 0 | 0 |  |  |  | 0 | 0 | 0 | 0 |  | 0
|  | DIVISION TOTAL |  |  | 296 | 4885 | 37 | 0 | 44 | 225 | 5443 | 907 | 71 | 978 | 86 | 63 | 96 | 0 | 0 | 0 | 0 | 0 | 0 | 15 | 85 | 0 | 0
| CIRCLE TOTAL |  |  |  | 3316 | 9766 | 67 | 0 | 1582 | 225 | 13374 | 2220 | 77 | 2297 | 535 | 317 | 203 | 126 | 0 | 0 | 0 | 0 | 28 | 41 | 249 | 0 | 0
ZONE TOTAL |  |  |  |  | 11354 | 23823 | 1323 | 29 | 4074 | 226 | 36726 | 6273 | 488 | 6761 | 746 | 942 | 1673 | 188 | 50 | 80 | 0 | 80 | 98 | 171 | 792 | 0 | 0
LATUR ZONE | BEED CIRCLE | Beed Circle | Beed Circle | C617 |  |  | 0 |  |  | 0 | 0 | 0 | 0 | 0 |  | 0 | 0 | 0 |  |  |  | 0 | 0 | 5 | 117 |  | 0
|  |  | Comm.Str.Beed | W251 |  |  | 0 |  | 6000 | 0 | 0 | 10 | 0 | 10 |  | 0 | 0 | 0 |  |  |  | 0 | 0 | 0 | 0 |  | 0
| BEED CIRCLE | Ambajogai Division | ADAS | 7443 | 5 | 157 | 0 | 1 | 8 | 0 | 162 | 29 | 1 | 30 |  | 0 | 0 | 0 |  |  |  | 0 | 0 | 0 | 0 |  | 0
|  |  | Ambajogai Div | D681 |  | 40 | 0 |  | 66 | 0 | 40 | 13 | 0 | 13 |  | 0 | 0 | 0 |  |  |  | 0 | 0 | 15 | 0 |  | 0
|  |  | AMBEJOGAI | S422 |  | 46 | 0 |  |  | 0 | 46 | 4 | 0 | 4 | 3 | 0 | 0 | 0 |  |  |  | 0 | 0 | 0 | 0 |  | 0
|  |  | bansarola-03 | 4253 |  | 23 | 8 | 3 | 19 | 3 | 34 | 0 | 0 | 0 |  | 0 | 0 | 0 |  |  |  | 0 | 0 | 0 | 0 |  | 0
|  |  | CHINCHWAN | 7444 | 15 | 51 | 13 | 3 | 31 | 0 | 79 | 6 | 1 | 7 |  | 0 | 0 | 0 |  |  |  | 0 | 0 | 0 | 0 |  | 0
|  |  | Dharmapuri | 4243 |  | 17 | 0 |  | 1 | 0 | 17 | 9 | 0 | 9 |  | 0 | 0 | 0 |  |  |  | 0 | 0 | 0 | 0 |  | 0
|  |  | DHARUR | 7441 |  | 44 | 0 |  |  | 0 | 44 | 4 | 0 | 4 |  | 0 | 0 | 0 |  |  |  | 0 | 0 | 0 | 0 |  | 0
|  |  | DHARUR SUB-DN. | S744 |  | 4 | 0 |  |  | 0 | 4 | 5 | 0 | 5 |  | 0 | 0 | 0 |  |  |  | 0 | 0 | 0 | 0 |  | 0
|  |  | DINDRUD | 5632 | 18 | 39 | 1 | 4 | 3 | 2 | 60 | 3 | 0 | 3 |  | 0 | 0 | 0 |  |  |  | 0 | 0 | 0 | 0 |  | 0
|  |  | Gangamasla Unit | 4235 |  | 11 | 0 |  | 52 | 0 | 11 | 0 | 0 | 0 |  | 0 | 0 | 0 |  |  |  | 0 | 0 | 0 | 0 |  | 0
|  |  | HOAL | 7442 |  | 10 | 0 | 5 | 14 | 0 | 10 | 4 | 0 | 4 |  | 0 | 0 | 0 |  |  |  | 0 | 0 | 0 | 0 |  | 0
|  |  | KAIJ (R) S/DN | S425 | 12 | 71 | 0 | 162 | 519 | 7 | 90 | 128 | 2 | 130 | 1 | 0 | 0 | 0 |  |  |  | 0 | 0 | 0 | 0 |  | 0
|  |  | kaij-01 | 4251 | 14 | 171 | 4 | 25 | 27 | 22 | 211 | 29 | 6 | 35 |  | 0 | 0 | 0 |  |  |  | 0 | 0 | 0 | 0 |  | 0
|  |  | kaij-02 | 4252 |  | 99 | 6 |  | 3 | 0 | 105 | 49 | 0 | 49 |  | 0 | 0 | 0 |  |  |  | 0 | 0 | 0 | 0 |  | 0
|  |  | LOKHANDI SAWARG | 4229 |  | 32 | 0 |  | 2 | 1 | 33 | 17 | 0 | 17 |  | 0 | 0 | 0 |  |  |  | 0 | 0 | 0 | 0 |  | 0
|  |  | Majalgaon (U-I) | 4231 | 11 | 44 | 8 | 6 | 4 | 0 | 63 | 2 | 0 | 2 | 1 | 0 | 0 | 0 |  |  |  | 0 | 0 | 0 | 0 |  | 0
|  |  | Majalgaon (U-II) | 4232 | 44 | 555 | 18 | 8 | 4 | 22 | 639 | 8 | 0 | 8 | 3 | 0 | 0 | 0 |  |  |  | 0 | 0 | 0 | 0 |  | 0
|  |  | Majalgaon R-I | 4233 |  | 36 | 0 |  | 79 | 0 | 36 | 29 | 0 | 29 |  | 0 | 0 | 0 |  |  |  | 0 | 0 | 0 | 0 |  | 0
|  |  | Majalgaon R-II | 4234 |  | 72 | 0 |  | 111 | 0 | 72 | 11 | 0 | 11 | 1 | 0 | 0 | 0 |  |  |  | 0 | 0 | 0 | 0 |  | 0
|  |  | MAJALGAON S/DN. | S423 | 159 | 93 | 11 |  | 49 | 0 | 263 | 73 | 6 | 79 | 1 | 8 | 0 | 0 |  |  |  | 0 | 0 | 0 | 0 |  | 0
|  |  | massajog-05 | 4255 | 16 | 22 | 5 |  |  | 0 | 43 | 37 | 0 | 37 |  | 0 | 0 | 0 |  |  |  | 0 | 0 | 0 | 0 |  | 0
|  |  | nandurghat-06 | 4256 |  | 46 | 32 | 2 | 48 | 0 | 78 | 8 | 1 | 9 |  | 0 | 0 | 0 |  |  |  | 0 | 0 | 0 | 0 |  | 0
|  |  | PARALI (R) S-DN | S424 |  |  | 0 |  |  | 0 | 0 | 1 | 0 | 1 |  | 0 | 0 | 0 |  |  |  | 0 | 0 | 0 | 0 |  | 0
|  |  | PATODA | 4223 |  | 48 | 0 |  |  | 0 | 48 | 1 | 0 | 1 |  | 0 | 0 | 0 |  |  |  | 0 | 0 | 0 | 0 |  | 0
|  |  | PATRUD | 5634 | 47 | 7 | 0 | 12 | 3 | 2 | 56 | 2 | 0 | 2 |  | 0 | 0 | 0 |  |  |  | 0 | 0 | 0 | 0 |  | 0
|  |  | R1 UNIT 5 | 4222 | 1 | 34 | 1 |  | 1 | 0 | 36 | 0 | 0 | 0 | 2 | 0 | 1 | 0 |  |  |  | 0 | 0 | 0 | 0 |  | 0
|  |  | R2 unit4 | 4225 | 1 | 28 | 1 |  |  | 0 | 30 | 2 | 0 | 2 |  | 0 | 0 | 0 |  |  |  | 0 | 0 | 0 | 0 |  | 0
|  |  | R-I | 4244 | 48 | 211 | 4 |  | 1 | 1 | 264 | 11 | 0 | 11 | 1 | 0 | 0 | 0 |  |  |  | 0 | 0 | 0 | 0 |  | 0
|  |  | R-II | 4246 |  | 247 | 1 |  |  | 0 | 248 | 11 | 0 | 11 | 2 | 0 | 0 | 0 |  |  |  | 0 | 0 | 0 | 0 |  | 0
|  |  | Shirsala | 4245 | 86 | 34 | 14 |  | 20 | 2 | 136 | 26 | 0 | 26 |  | 0 | 0 | 0 |  |  |  | 0 | 0 | 0 | 0 |  | 0
|  |  | Shirsala | 5633 |  | 40 | 6 |  |  | 4 | 50 | 2 | 0 | 2 |  | 0 | 0 | 0 |  |  |  | 0 | 0 | 0 | 0 |  | 0
|  |  | TALEGAON S/DN | S563 | 79 | 175 | 0 |  |  | 0 | 254 | 16 | 0 | 16 |  | 0 | 0 | 0 |  |  |  | 0 | 0 | 0 | 3 |  | 0
|  |  | Talkhed Unit | 4236 | 54 | 51 | 15 |  | 55 | 0 | 120 | 0 | 0 | 0 |  | 0 | 0 | 0 |  |  |  | 0 | 0 | 0 | 0 |  | 0
|  |  | TELGAON | 5631 | 16 | 54 | 18 | 2 | 159 | 12 | 100 | 6 | 3 | 9 |  | 0 | 0 | 0 |  |  |  | 0 | 0 | 0 | 0 |  | 0
|  |  | UJANI UNIT 7 | 4224 |  | 12 | 0 |  | 1 | 1 | 13 | 9 | 0 | 9 |  | 0 | 0 | 0 |  |  |  | 0 | 0 | 0 | 0 |  | 0
|  |  | UNIT 8 BARDAPUR | 4228 |  | 16 | 0 |  |  | 0 | 16 | 2 | 0 | 2 |  | 0 | 0 | 0 |  |  |  | 0 | 0 | 0 | 0 |  | 0
|  |  | UNIT3 GHATNANDUR | 4227 |  | 57 | 1 |  | 1 | 3 | 61 | 3 | 0 | 3 |  | 0 | 0 | 0 |  |  |  | 0 | 0 | 0 | 0 |  | 0
|  |  | Urban I | 4241 | 101 | 284 | 1 |  | 2 | 3 | 389 | 6 | 0 | 6 | 13 | 0 | 0 | 0 |  |  |  | 0 | 0 | 0 | 0 |  | 0
|  |  | Urban II | 4242 | 7 | 150 | 8 |  | 40 | 9 | 174 | 13 | 0 | 13 | 6 | 0 | 0 | 0 |  |  |  | 0 | 0 | 0 | 0 |  | 0
|  |  | URBAN-1 | 4221 |  | 56 | 0 |  |  | 0 | 56 | 4 | 1 | 5 |  | 0 | 0 | 0 |  |  |  | 0 | 0 | 0 | 0 |  | 0
|  |  | URBAN-II | 4226 |  | 41 | 0 |  |  | 1 | 42 | 5 | 0 | 5 |  | 0 | 0 | 0 |  |  |  | 0 | 0 | 0 | 0 |  | 0
|  |  | Vendor Store Loc | V001 |  |  | 0 |  |  | 0 | 0 | 0 | 2715 | 2715 |  | 0 | 0 | 0 |  |  |  | 0 | 0 | 0 | 0 |  | 0
|  |  | WADWANI | 5635 | 36 | 20 | 0 | 25 | 8 | 7 | 63 | 4 | 0 | 4 |  | 0 | 0 | 0 |  |  |  | 0 | 0 | 0 | 0 |  | 0
|  |  | y.wadgaon-04 | 4254 | 15 | 5 | 1 | 3 | 7 | 0 | 21 | 57 | 0 | 57 |  | 0 | 0 | 0 |  |  |  | 0 | 0 | 0 | 0 |  | 0
|  | DIVISION TOTAL |  |  | 785 | 3253 | 177 | 261 | 1338 | 102 | 4317 | 649 | 2736 | 3385 | 34 | 8 | 1 | 0 | 0 | 0 | 0 | 0 | 0 | 15 | 3 | 0 | 0
|  | Beed Division | ASHTI (R) S/DN | S415 |  | 516 | 27 | 9 | 1 | 16 | 559 | 65 | 0 | 65 |  | 0 | 0 | 0 |  |  |  | 0 | 0 | 0 | 0 |  | 0
|  |  | Ashti 1 | 4153 |  | 176 | 10 | 63 | 66 | 3 | 189 | 16 | 0 | 16 | 1 | 0 | 0 | 0 |  |  |  | 0 | 0 | 0 | 0 |  | 0
|  |  | Ashti II | 4152 |  | 176 | 0 |  | 3 | 3 | 179 | 0 | 0 | 0 | 3 | 0 | 0 | 0 |  |  |  | 0 | 0 | 0 | 0 |  | 0
|  |  | BEED (U) S/D | S412 |  | 120 | 21 |  |  | 0 | 141 | 0 | 0 | 0 |  | 0 | 0 | 0 |  |  |  | 0 | 0 | 0 | 0 |  | 0
|  |  | Beed Div | D251 |  |  | 0 |  | 4 | 0 | 0 | 55 | 0 | 55 |  | 0 | 0 | 0 |  |  |  | 0 | 0 | 5 | 90 |  | 0
|  |  | BEED RURAL S/DN | S413 | 10 | 40 | 0 |  | 11 | 0 | 50 | 26 | 15 | 41 | 3 | 0 | 0 | 0 |  |  |  | 0 | 0 | 0 | 0 |  | 0
|  |  | CHAUSALA | 413A | 1 | 22 | 0 |  | 24 | 2 | 25 | 5 | 0 | 5 |  | 0 | 0 | 0 |  |  |  | 0 | 0 | 0 | 0 |  | 0
|  |  | Dhanora | 4151 |  | 171 | 0 |  | 18 | 14 | 185 | 17 | 0 | 17 | 1 | 0 | 0 | 0 |  |  |  | 0 | 0 | 0 | 0 |  | 0
|  |  | Dhondrai Section | 4148 |  | 67 | 0 |  | 4 | 0 | 67 | 2 | 0 | 2 |  | 0 | 0 | 0 |  |  |  | 0 | 0 | 0 | 0 |  | 0
|  |  | GEORAI (R) S/DN | S414 |  | 324 | 0 |  | 5 | 0 | 324 | 11 | 0 | 11 | 1 | 0 | 0 | 0 |  |  |  | 0 | 0 | 0 | 0 |  | 0
|  |  | Georai Rural Sec | 4142 |  | 7 | 0 |  | 73 | 0 | 7 | 15 | 0 | 15 | 1 | 0 | 0 | 0 |  |  |  | 0 | 0 | 0 | 0 |  | 0
|  |  | Georai Urban Sec | 4141 |  | 374 | 0 |  | 54 | 0 | 374 | 13 | 0 | 13 | 1 | 0 | 0 | 0 |  |  |  | 0 | 0 | 0 | 0 |  | 0
|  |  | kada 2 | 4154 |  | 35 | 0 |  | 31 | 7 | 42 | 6 | 0 | 6 |  | 0 | 0 | 0 |  |  |  | 0 | 0 | 0 | 0 |  | 0
|  |  | kada1 | 4155 |  | 122 | 14 | 7 | 8 | 3 | 139 | 15 | 0 | 15 |  | 0 | 0 | 0 |  |  |  | 0 | 0 | 0 | 0 |  | 0
|  |  | KAMKHEDA | 4134 | 3 | 21 | 0 |  | 50 | 0 | 24 | 8 | 0 | 8 |  | 0 | 0 | 0 |  |  |  | 0 | 0 | 0 | 0 |  | 0
|  |  | KUSALAMB-I | 4163 | 55 | 61 | 0 |  | 7 | 9 | 125 | 0 | 0 | 0 |  | 0 | 0 | 0 |  |  |  | 0 | 0 | 0 | 0 |  | 0
|  |  | KUSALAMB-II | 4164 | 37 | 33 | 19 |  | 3 | 0 | 89 | 2 | 0 | 2 |  | 0 | 0 | 0 |  |  |  | 0 | 0 | 0 | 0 |  | 0
|  |  | LIMBAGANESH | 4136 | 3 | 34 | 0 |  | 6 | 3 | 40 | 6 | 12 | 18 |  | 0 | 0 | 0 |  |  |  | 0 | 0 | 0 | 0 |  | 0
|  |  | Madalmohi Sectio | 4143 |  | 70 | 0 |  | 11 | 0 | 70 | 13 | 0 | 13 |  | 0 | 0 | 0 |  |  |  | 0 | 0 | 0 | 0 |  | 0
|  |  | NATHAPUR | 4138 |  | 82 | 0 |  | 11 | 0 | 82 | 7 | 0 | 7 |  | 0 | 0 | 0 |  |  |  | 0 | 0 | 0 | 0 |  | 0
|  |  | NEKNOOR | 4133 | 3 | 16 | 0 |  | 36 | 0 | 19 | 28 | 19 | 47 |  | 0 | 0 | 0 |  |  |  | 0 | 0 | 0 | 0 |  | 0
|  |  | Padalsingi Secti | 4144 |  | 19 | 0 |  | 6 | 0 | 19 | 3 | 0 | 3 |  | 0 | 0 | 0 |  |  |  | 0 | 0 | 0 | 0 |  | 0
|  |  | pathak no.1 | 4121 | 21 | 166 | 24 |  | 26 | 10 | 221 | 29 | 6 | 35 | 1 | 0 | 0 | 0 |  |  |  | 0 | 0 | 0 | 0 |  | 0
|  |  | pathak no.2 | 4122 |  | 191 | 7 |  | 11 | 7 | 205 | 9 | 0 | 9 | 2 | 0 | 0 | 0 |  |  |  | 0 | 0 | 0 | 0 |  | 0
|  |  | pathak no.3 | 4123 | 9 | 82 | 9 |  | 3 | 0 | 100 | 16 | 3 | 19 | 1 | 0 | 0 | 0 |  |  |  | 0 | 0 | 0 | 0 |  | 0
|  |  | pathak no.4 | 4124 | 3 | 71 | 11 |  | 15 | 3 | 88 | 8 | 0 | 8 | 2 | 0 | 0 | 0 |  |  |  | 0 | 0 | 0 | 0 |  | 0
|  |  | pathak no.5 | 4125 | 77 | 121 | 6 |  | 4 | 1 | 205 | 6 | 0 | 6 |  | 0 | 0 | 0 |  |  |  | 0 | 0 | 0 | 0 |  | 0
|  |  | PATODA (R) S/DN | S416 |  |  | 0 |  |  | 0 | 0 | 22 | 0 | 22 | 1 | 0 | 0 | 0 |  |  |  | 0 | 0 | 0 | 0 |  | 0
|  |  | Patoda 2 | 4162 |  | 140 | 0 |  | 9 | 3 | 143 | 11 | 0 | 11 |  | 0 | 0 | 0 |  |  |  | 0 | 0 | 0 | 0 |  | 0
|  |  | PATODA-1 | 4161 | 22 | 39 | 1 |  |  | 1 | 63 | 5 | 0 | 5 |  | 0 | 0 | 0 |  |  |  | 0 | 0 | 0 | 0 |  | 0
|  |  | PENDGAON | 4135 | 3 | 6 | 0 |  | 6 | 0 | 9 | 2 | 0 | 2 |  | 0 | 0 | 0 |  |  |  | 0 | 0 | 0 | 0 |  | 0
|  |  | PIMPALNER | 4139 | 24 |  | 0 |  | 24 | 10 | 34 | 19 | 40 | 59 |  | 0 | 0 | 0 |  |  |  | 0 | 0 | 0 | 0 |  | 0
|  |  | Raimoha | 8021 |  |  | 0 |  | 48 | 0 | 0 | 0 | 0 | 0 |  | 0 | 0 | 0 |  |  |  | 0 | 0 | 0 | 0 |  | 0
|  |  | RURAL-1 | 4131 | 2 | 12 | 0 |  | 5 | 0 | 14 | 12 | 14 | 26 | 4 | 0 | 0 | 0 |  |  |  | 0 | 0 | 0 | 0 |  | 0
|  |  | RURAL-II | 4132 | 26 | 20 | 0 |  | 1 | 0 | 46 | 25 | 23 | 48 |  | 0 | 0 | 0 |  |  |  | 0 | 0 | 0 | 0 |  | 0
|  |  | Shirasdevi Secti | 4147 |  | 20 | 0 |  | 1 | 0 | 20 | 0 | 0 | 0 |  | 0 | 0 | 0 |  |  |  | 0 | 0 | 0 | 0 |  | 0
|  |  | SHIRUR(KASAR) S/ | S802 |  |  | 0 |  | 1 | 0 | 0 | 0 | 0 | 0 | 1 | 0 | 0 | 0 |  |  |  | 0 | 0 | 0 | 0 |  | 0
|  |  | Shirur-I | 8023 | 20 | 221 | 0 |  | 40 | 20 | 261 | 4 | 0 | 4 |  | 0 | 0 | 0 |  |  |  | 0 | 0 | 0 | 0 |  | 0
|  |  | Shirur-II | 8024 | 20 | 26 | 0 |  | 3 | 0 | 46 | 20 | 0 | 20 |  | 0 | 0 | 0 |  |  |  | 0 | 0 | 0 | 0 |  | 0
|  |  | Talwada Section | 4146 |  | 49 | 0 |  | 36 | 0 | 49 | 18 | 0 | 18 |  | 0 | 0 | 1 |  |  |  | 0 | 0 | 0 | 0 |  | 0
|  |  | Umapur Section | 4145 |  | 103 | 0 |  | 25 | 0 | 103 | 3 | 22 | 25 |  | 0 | 0 | 0 |  |  |  | 0 | 0 | 0 | 0 |  | 0
|  | DIVISION TOTAL |  |  | 339 | 3753 | 149 | 79 | 690 | 115 | 4356 | 522 | 154 | 676 | 23 | 0 | 0 | 1 | 0 | 0 | 0 | 0 | 0 | 5 | 90 | 0 | 0
| CIRCLE TOTAL |  |  |  | 1124 | 7006 | 326 | 340 | 8028 | 217 | 8673 | 1181 | 2890 | 4071 | 57 | 8 | 1 | 1 | 0 | 0 | 0 | 0 | 0 | 25 | 210 | 0 | 0
| LATUR CIRCLE | Latur Circle | Comm.Str.Latur | W518 |  |  | 0 |  | 1866 | 0 | 0 | 1000 | 0 | 1000 | 8 | 0 | 0 | 0 |  |  |  | 0 | 0 | 0 | 0 |  | 0
|  |  | Latur Circle | C680 |  |  | 0 |  |  | 0 | 0 | 512 | 0 | 512 | 16 | 0 | 0 | 0 |  |  |  | 0 | 0 | 0 | 150 |  | 0
|  | Latur Division | Babhalgaon | 4204 | 3 | 7 | 0 |  | 1 | 2 | 12 | 0 | 8 | 8 |  | 0 | 0 | 0 |  |  |  | 0 | 0 | 0 | 0 |  | 0
|  |  | Bhokaramba | 5644 |  | 18 | 0 |  |  | 0 | 18 | 9 | 0 | 9 |  | 0 | 0 | 0 |  |  |  | 0 | 0 | 0 | 0 |  | 0
|  |  | Bhopla Unit | 4213 |  | 3 | 1 |  | 1 | 0 | 4 | 1 | 0 | 1 |  | 0 | 0 | 0 |  |  |  | 0 | 0 | 0 | 1 |  | 0
|  |  | Comm.Str.Latur | W518 |  |  | 0 | 269 |  | 0 | 0 | 0 | 0 | 0 |  | 0 | 0 | 39 | 592 |  |  | 0 | 0 | 0 | 0 |  | 0
|  |  | Gadwad Unit | 4212 | 19 | 33 | 0 |  | 11 | 1 | 53 | 5 | 0 | 5 |  | 0 | 0 | 0 |  |  |  | 0 | 0 | 0 | 6 |  | 0
|  |  | GANGAPUR | 4202 | 1 | 4 | 0 |  |  | 0 | 5 | 0 | 1 | 1 |  | 0 | 0 | 0 |  |  |  | 0 | 0 | 0 | 0 |  | 0
|  |  | harangul-1 | 4201 | 4 | 6 | 0 |  |  | 0 | 10 | 0 | 3 | 3 |  | 0 | 0 | 0 |  |  |  | 0 | 0 | 0 | 0 |  | 0
|  |  | Harangul-2 | 4203 |  |  | 0 |  | 2 | 0 | 0 | 0 | 0 | 0 | 2 | 0 | 0 | 0 |  |  |  | 0 | 0 | 0 | 0 |  | 0
|  |  | J.E. UNIT II | 4195 | 21 | 5 | 0 |  |  | 0 | 26 | 0 | 0 | 0 | 1 | 0 | 0 | 0 |  |  |  | 0 | 0 | 0 | 0 |  | 0
|  |  | KATGAON | 4206 | 2 | 3 | 0 |  | 3 | 0 | 5 | 0 | 4 | 4 |  | 0 | 0 | 0 |  |  |  | 0 | 0 | 0 | 0 |  | 0
|  |  | LATUR (U) S/D | S419 |  |  | 0 |  |  | 0 | 0 | 0 | 0 | 0 | 2 | 0 | 3 | 0 |  |  |  | 0 | 0 | 0 | 0 |  | 0
|  |  | LATUR (R) S/D | S420 | 3 |  | 0 |  |  | 0 | 3 | 0 | 0 | 0 |  | 0 | 0 | 0 |  |  |  | 0 | 0 | 0 | 13 |  | 0
|  |  | Latur Div | D518 | 2 |  | 0 |  |  | 5 | 7 | 0 | 0 | 0 | 11 | 216 | 90 | 30 |  |  |  | 0 | 0 | 57 | 0 |  | 0
|  |  | MIDC | 4191 | 12 | 3 | 1 |  |  | 0 | 16 | 0 | 0 | 0 | 4 | 0 | 0 | 0 |  |  |  | 0 | 0 | 0 | 0 |  | 0
|  |  | Murud Akola Unit | 4214 | 1 | 2 | 0 |  |  | 0 | 3 | 0 | 53 | 53 |  | 0 | 0 | 0 |  |  |  | 0 | 0 | 1 | 2 |  | 0
|  |  | Murud Urban Unit | 4211 |  | 6 | 0 |  |  | 1 | 7 | 12 | 3 | 15 |  | 0 | 1 | 0 |  |  |  | 0 | 0 | 0 | 4 |  | 0
|  |  | MURURD (R) S/DN | S421 | 1 | 9 | 0 |  |  | 1 | 11 | 26 | 0 | 26 |  | 0 | 0 | 0 |  |  |  | 0 | 0 | 0 | 0 |  | 0
|  |  | Pangaon | 5643 |  | 38 | 0 |  |  | 5 | 43 | 5 | 0 | 5 |  | 1 | 1 | 0 |  |  |  | 0 | 0 | 0 | 0 |  | 0
|  |  | RENAPUR (R) S/DN | S564 | 13 | 40 | 0 |  |  | 5 | 58 | 0 | 0 | 0 |  | 0 | 5 | 0 |  |  |  | 0 | 0 | 0 | 10 |  | 0
|  |  | Renapur 1 | 5641 | 1 | 36 | 6 |  |  | 0 | 43 | 10 | 1 | 11 |  | 0 | 0 | 0 |  |  |  | 0 | 0 | 0 | 0 |  | 0
|  |  | Renapur 2 | 5642 |  | 7 | 0 |  |  | 0 | 7 | 2 | 0 | 2 |  | 0 | 1 | 0 |  |  |  | 0 | 0 | 0 | 0 |  | 0
|  |  | RURAL-I | 4207 | 15 | 1 | 0 |  | 1 | 0 | 16 | 0 | 0 | 0 | 1 | 0 | 0 | 0 |  |  |  | 0 | 0 | 0 | 0 |  | 0
|  |  | Shirala Unit | 4215 |  | 8 | 0 |  | 2 | 0 | 8 | 0 | 1 | 1 |  | 0 | 0 | 0 |  |  |  | 0 | 0 | 0 | 1 |  | 0
|  |  | U-I | 4194 | 8 | 4 | 0 |  |  | 1 | 13 | 1 | 0 | 1 |  | 0 | 0 | 0 |  |  |  | 0 | 0 | 0 | 0 |  | 0
|  |  | Unit 3 | 4192 | 2 | 6 | 0 |  |  | 0 | 8 | 5 | 0 | 5 |  | 0 | 0 | 0 |  |  |  | 0 | 0 | 0 | 0 |  | 0
|  |  | Urban U-4 | 6403 | 2 | 7 | 0 |  |  | 2 | 11 | 53 | 0 | 53 |  | 0 | 0 | 0 |  |  |  | 0 | 0 | 0 | 0 |  | 0
|  |  | Urban U-5 | 6404 | 3 | 44 | 5 |  | 11 | 2 | 54 | 1 | 1 | 2 | 1 | 0 | 0 | 0 |  |  |  | 0 | 0 | 0 | 0 |  | 0
|  |  | Urban U-7 | 6402 | 1 | 2 | 0 |  | 1 | 0 | 3 | 5 | 1 | 6 |  | 0 | 1 | 0 |  |  |  | 0 | 0 | 0 | 0 |  | 0
|  |  | Urban U-8 | 6401 | 10 | 16 | 1 |  | 2 | 0 | 27 | 3 | 0 | 3 | 1 | 0 | 0 | 0 |  |  |  | 0 | 0 | 0 | 0 |  | 0
|  |  | Urban U-9 | 6405 | 15 | 42 | 0 |  |  | 0 | 57 | 14 | 43 | 57 |  | 0 | 1 | 0 |  |  |  | 0 | 0 | 0 | 0 |  | 0
|  |  | U-X | 4193 | 20 | 6 | 1 |  |  | 0 | 27 | 5 | 0 | 5 | 1 | 0 | 0 | 0 |  |  |  | 0 | 0 | 0 | 0 |  | 0
|  | DIVISION TOTAL |  |  | 159 | 356 | 15 | 269 | 35 | 25 | 555 | 157 | 119 | 276 | 24 | 217 | 103 | 69 | 592 | 0 | 0 | 0 | 0 | 58 | 37 | 0 | 0
|  | Nilanga Division | Ambulga (bk) | 4178 | 3 | 1 | 0 |  | 5 | 0 | 4 | 48 | 3 | 51 |  | 0 | 0 | 0 |  |  |  | 0 | 0 | 0 | 0 |  | 0
|  |  | Aurad (sh) | 417A |  | 3 | 0 |  | 1 | 2 | 5 | 44 | 0 | 44 | 1 | 0 | 0 | 0 |  |  |  | 0 | 0 | 0 | 0 |  | 0
|  |  | AUSA (R) S/DN | S418 |  | 3 | 0 |  |  | 0 | 3 | 46 | 0 | 46 |  | 6 | 1 | 0 |  |  |  | 0 | 0 | 0 | 0 |  | 0
|  |  | Ausa South | 4181 | 22 | 29 | 2 |  | 30 | 0 | 53 | 2 | 0 | 2 |  | 1 | 0 | 0 |  |  |  | 0 | 0 | 0 | 0 |  | 0
|  |  | Ausa urban | 4182 | 3 |  | 0 |  | 1 | 0 | 3 | 0 | 0 | 0 |  | 0 | 0 | 0 |  |  |  | 0 | 0 | 0 | 0 |  | 0
|  |  | Belkund | 4183 |  | 7 | 0 |  | 21 | 0 | 7 | 0 | 0 | 0 |  | 0 | 0 | 0 |  |  |  | 0 | 0 | 0 | 0 |  | 0
|  |  | Bhada | 4184 |  | 5 | 9 |  | 27 | 0 | 14 | 0 | 0 | 0 | 1 | 0 | 0 | 0 |  |  |  | 0 | 0 | 0 | 0 |  | 0
|  |  | Kasar Balkunda | 4174 |  | 15 | 0 |  | 6 | 0 | 15 | 54 | 1 | 55 |  | 0 | 0 | 0 |  |  |  | 0 | 0 | 0 | 0 |  | 0
|  |  | Kasar Sirsi | 4173 |  | 15 | 0 |  | 23 | 3 | 18 | 46 | 9 | 55 |  | 0 | 0 | 0 |  |  |  | 0 | 0 | 0 | 0 |  | 0
|  |  | KILLARI S/DN. | S718 |  | 1 | 0 |  |  | 0 | 1 | 0 | 0 | 0 | 1 | 2 | 0 | 0 |  |  |  | 0 | 0 | 0 | 0 |  | 0
|  |  | KILLARI-1 | 7181 |  | 5 | 0 |  |  | 0 | 5 | 18 | 45 | 63 |  | 0 | 0 | 0 |  |  |  | 0 | 0 | 0 | 0 |  | 0
|  |  | KILLARI-2 | 7182 |  | 6 | 0 |  | 6 | 0 | 6 | 39 | 25 | 64 |  | 0 | 0 | 0 |  |  |  | 0 | 0 | 0 | 0 |  | 0
|  |  | LAMAJANA-1 | 7183 |  | 12 | 0 |  |  | 0 | 12 | 15 | 42 | 57 |  | 0 | 0 | 0 |  |  |  | 0 | 0 | 0 | 0 |  | 0
|  |  | LAMAJANA-2 | 7184 |  | 13 | 0 |  |  | 0 | 13 | 50 | 0 | 50 |  | 0 | 0 | 0 |  |  |  | 0 | 0 | 0 | 0 |  | 0
|  |  | Lodaga | 4185 | 6 | 4 | 1 |  | 2 | 0 | 11 | 1 | 0 | 1 |  | 0 | 0 | 0 |  |  |  | 0 | 0 | 0 | 0 |  | 0
|  |  | madansuri | 4172 | 2 | 2 | 0 |  | 3 | 1 | 5 | 0 | 0 | 0 |  | 0 | 0 | 0 |  |  |  | 0 | 0 | 0 | 0 |  | 0
|  |  | NILANAGA URBAN | 4171 | 16 | 3 | 0 |  | 1 | 0 | 19 | 0 | 1 | 1 |  | 0 | 0 | 0 |  |  |  | 0 | 0 | 0 | 0 |  | 0
|  |  | NILANGA (R) S/DN | S417 |  | 71 | 0 |  |  | 0 | 71 | 16 | 0 | 16 | 2 | 0 | 0 | 0 |  |  |  | 0 | 0 | 0 | 0 |  | 0
|  |  | Nilanga Div | D517 |  | 7 | 0 |  |  | 0 | 7 | 0 | 0 | 0 |  | 21 | 28 | 30 |  |  |  | 0 | 0 | 13 | 50 |  | 0
|  |  | Nilanga R-I | 4177 | 1 | 2 | 0 |  |  | 0 | 3 | 12 | 4 | 16 |  | 0 | 0 | 0 |  |  |  | 0 | 0 | 0 | 0 |  | 0
|  |  | Nilanga R-II | 4179 |  | 15 | 0 |  | 11 | 0 | 15 | 105 | 0 | 105 |  | 0 | 0 | 0 |  |  |  | 0 | 0 | 0 | 0 |  | 0
|  |  | Nitoor | 4176 |  | 10 | 0 |  |  | 0 | 10 | 0 | 0 | 0 |  | 0 | 0 | 0 |  |  |  | 0 | 0 | 0 | 0 |  | 0
|  |  | Panchincholi | 4175 |  |  | 0 |  | 3 | 0 | 0 | 0 | 19 | 19 |  | 0 | 0 | 0 |  |  |  | 0 | 0 | 0 | 0 |  | 0
|  |  | SAKOL | 8232 | 22 | 50 | 0 |  | 14 | 0 | 72 | 7 | 0 | 7 |  | 0 | 0 | 0 |  |  |  | 0 | 0 | 0 | 0 |  | 0
|  |  | SHIRUR ANANTPAL | 8231 | 70 | 47 | 8 |  |  | 0 | 125 | 35 | 0 | 35 |  | 0 | 0 | 0 |  |  |  | 0 | 0 | 0 | 0 |  | 0
|  |  | Ujani | 4186 | 7 | 18 | 16 |  | 36 | 6 | 47 | 1 | 0 | 1 |  | 0 | 0 | 0 |  |  |  | 0 | 0 | 0 | 0 |  | 0
|  |  | Vendor Store Loc | V001 |  |  | 0 |  |  | 0 | 0 | 0 | 27 | 27 |  | 0 | 0 | 0 |  |  |  | 0 | 0 | 0 | 0 |  | 0
|  |  | Yerandi ( Budhod | 4187 | 19 | 11 | 1 |  | 8 | 0 | 31 | 14 | 0 | 14 | 1 | 0 | 0 | 0 |  |  |  | 0 | 0 | 0 | 0 |  | 0
|  | DIVISION TOTAL |  |  | 171 | 355 | 37 | 0 | 198 | 12 | 575 | 553 | 176 | 729 | 6 | 30 | 29 | 30 | 0 | 0 | 0 | 0 | 0 | 13 | 50 | 0 | 0
|  | Udgir Division | AHAMADPUR R1 | 4321 |  |  | 0 |  |  | 0 | 0 | 1 | 0 | 1 |  | 0 | 0 | 0 |  |  |  | 0 | 0 | 0 | 0 |  | 0
|  |  | AHAMADPUR R2 | 4322 |  | 1 | 0 |  |  | 0 | 1 | 0 | 0 | 0 |  | 0 | 0 | 0 |  |  |  | 0 | 0 | 0 | 0 |  | 0
|  |  | AHAMADPUR URBAN | 4323 | 102 | 6 | 0 |  | 3 | 0 | 108 | 2 | 0 | 2 |  | 0 | 0 | 0 |  | 1 |  | 1 | 0 | 0 | 0 |  | 0
|  |  | AHMEDPUR | S432 |  |  | 0 |  |  | 0 | 0 | 20 | 32 | 52 |  | 0 | 0 | 0 |  |  |  | 0 | 0 | 0 | 0 |  | 0
|  |  | CHAKUR | 4331 | 3 | 25 | 0 |  | 3 | 1 | 29 | 32 | 2 | 34 |  | 0 | 0 | 0 |  |  |  | 0 | 0 | 0 | 0 |  | 0
|  |  | CHAKUR (R) S/DN | S433 |  |  | 0 |  |  | 0 | 0 | 53 | 4 | 57 |  | 0 | 0 | 0 |  | 5 |  | 5 | 0 | 0 | 0 |  | 0
|  |  | CHAPOLI | 4335 |  | 13 | 0 |  |  | 0 | 13 | 15 | 5 | 20 |  | 0 | 0 | 0 |  |  |  | 0 | 0 | 0 | 0 |  | 0
|  |  | Devani | 8221 | 3 | 18 | 6 |  |  | 2 | 29 | 22 | 0 | 22 |  | 0 | 0 | 0 |  |  |  | 0 | 0 | 0 | 0 |  | 0
|  |  | DEVANI S/DN. | S822 | 5 | 19 | 0 |  |  | 0 | 24 | 0 | 6 | 6 |  | 0 | 0 | 0 |  |  |  | 0 | 0 | 0 | 0 |  | 0
|  |  | GHARNI | 4333 |  | 20 | 1 |  |  | 1 | 22 | 0 | 15 | 15 |  | 3 | 0 | 0 |  |  |  | 0 | 0 | 0 | 0 |  | 0
|  |  | HADOLTI | 4344 |  | 9 | 0 |  | 1 | 0 | 9 | 0 | 0 | 0 |  | 0 | 0 | 0 |  |  |  | 0 | 0 | 0 | 0 |  | 0
|  |  | HALI | 4342 | 11 | 4 | 0 |  | 2 | 0 | 15 | 2 | 0 | 2 | 1 | 0 | 0 | 0 |  |  |  | 0 | 0 | 0 | 0 |  | 0
|  |  | JALKOT | 4343 | 10 | 26 | 6 |  |  | 0 | 42 | 12 | 2 | 14 |  | 0 | 0 | 0 |  | 1 |  | 1 | 0 | 0 | 0 |  | 0
|  |  | KINGAON | 4324 | 10 |  | 0 |  |  | 0 | 10 | 0 | 0 | 0 |  | 0 | 0 | 0 |  |  |  | 0 | 0 | 0 | 0 |  | 0
|  |  | LOHARA UNIT | 4313 | 1 | 7 | 1 |  |  | 1 | 10 | 78 | 0 | 78 | 1 | 0 | 1 | 0 |  |  |  | 0 | 0 | 0 | 0 |  | 0
|  |  | NALEGAON | 4332 |  |  | 0 |  |  | 0 | 0 | 72 | 0 | 72 |  | 0 | 0 | 0 |  |  |  | 0 | 0 | 0 | 0 |  | 0
|  |  | NALGIR UNIT | 4312 | 64 | 21 | 0 |  |  | 0 | 85 | 34 | 1 | 35 |  | 0 | 0 | 0 |  |  |  | 0 | 0 | 0 | 0 |  | 0
|  |  | SHIRUR (R) S/DN | S434 | 4 | 7 | 0 |  |  | 0 | 11 | 26 | 0 | 26 |  | 0 | 0 | 0 |  |  |  | 0 | 0 | 0 | 0 |  | 0
|  |  | SHIRUR T. | 4341 | 13 | 22 | 4 |  | 1 | 0 | 39 | 4 | 0 | 4 |  | 0 | 0 | 0 |  | 1 |  | 1 | 0 | 0 | 0 |  | 0
|  |  | Udgir Div | D685 |  | 3 | 0 |  |  | 0 | 3 | 10 | 0 | 10 |  | 102 | 85 | 42 | 100 | 1 |  | 1 | 0 | 10 | 38 |  | 0
|  |  | UDGIR R-1 | 4311 | 14 | 11 | 2 |  | 3 | 0 | 27 | 41 | 0 | 41 |  | 0 | 0 | 0 |  |  |  | 0 | 0 | 0 | 0 |  | 0
|  |  | UDGIR U-1 | 7421 | 39 | 1 | 1 |  | 5 | 1 | 42 | 1 | 0 | 1 |  | 0 | 0 | 0 |  | 1 |  | 1 | 0 | 0 | 0 |  | 0
|  |  | UDGIR U-2 | 7422 | 79 | 3 | 0 |  | 3 | 0 | 82 | 2 | 0 | 2 |  | 0 | 0 | 0 |  |  |  | 0 | 0 | 0 | 0 |  | 0
|  |  | UDGIR U-3 | 7423 | 225 | 2 | 1 |  |  | 1 | 229 | 3 | 0 | 3 |  | 0 | 2 | 0 |  |  |  | 0 | 0 | 0 | 0 |  | 0
|  |  | UDGIR U-4 | 7424 | 34 | 40 | 1 |  | 12 | 1 | 76 | 4 | 0 | 4 |  | 0 | 0 | 0 |  |  |  | 0 | 0 | 0 | 0 |  | 0
|  |  | UDGIR URBAN S/DN | S742 |  |  | 0 |  |  | 0 | 0 | 0 | 0 | 0 | 76 | 0 | 0 | 0 |  |  |  | 0 | 0 | 0 | 0 |  | 0
|  |  | UDGIR(R) S/DN | S431 |  | 106 | 0 |  |  | 4 | 110 | 0 | 0 | 0 |  | 0 | 0 | 0 |  |  |  | 0 | 0 | 0 | 0 |  | 0
|  |  | Vendor Store Loc | V001 |  |  | 0 |  |  | 0 | 0 | 0 | 244 | 244 |  | 0 | 0 | 0 |  |  |  | 0 | 0 | 0 | 0 |  | 0
|  |  | WADWAL | 4334 |  | 14 | 0 |  |  | 0 | 14 | 38 | 0 | 38 |  | 0 | 0 | 0 |  |  |  | 0 | 0 | 0 | 0 |  | 0
|  |  | Walandi | 8222 | 46 | 25 | 1 |  | 23 | 0 | 72 | 6 | 1 | 7 |  | 0 | 0 | 0 |  |  |  | 0 | 0 | 0 | 0 |  | 0
|  | DIVISION TOTAL |  |  | 663 | 403 | 24 | 0 | 56 | 12 | 1102 | 478 | 312 | 790 | 78 | 105 | 88 | 42 | 100 | 10 | 0 | 10 | 0 | 10 | 38 | 0 | 0
| CIRCLE TOTAL |  |  |  | 993 | 1114 | 76 | 269 | 2155 | 49 | 2232 | 2700 | 607 | 3307 | 132 | 352 | 220 | 141 | 692 | 10 | 0 | 10 | 0 | 81 | 275 | 0 | 0
| OSMANBAD CIRCLE | Osmanabad Circle | Com Str.Osmnabad | W684 | 745 |  | 0 |  |  | 0 | 745 | 42 | 0 | 42 |  | 0 | 0 | 0 |  |  |  | 0 | 0 | 0 | 0 |  | 0
|  |  | Osmanabad Circle | C667 |  |  | 0 |  |  | 0 | 0 | 0 | 0 | 0 |  | 0 | 0 | 0 |  |  |  | 0 | 0 | 25 | 149 |  | 0
|  | Osmanabad Division | anala | 4295 | 27 | 13 | 14 |  | 9 | 1 | 55 | 1 | 0 | 1 |  | 0 | 0 | 0 |  |  |  | 0 | 0 | 0 | 0 |  | 0
|  |  | bembli | 4264 | 209 | 46 | 1 |  |  | 0 | 256 | 10 | 0 | 10 | 2 | 0 | 0 | 0 |  |  |  | 0 | 0 | 0 | 0 |  | 0
|  |  | BHOOM (R) S/DN | S428 | 39 |  | 0 |  |  | 0 | 39 | 26 | 0 | 26 |  | 0 | 0 | 0 |  |  |  | 0 | 0 | 0 | 0 |  | 0
|  |  | bhoom rural | 4284 | 146 | 17 | 0 |  |  | 0 | 163 | 22 | 0 | 22 | 1 | 0 | 0 | 0 |  |  |  | 0 | 0 | 0 | 3 |  | 0
|  |  | bhoom urban | 4283 | 17 | 220 | 0 |  |  | 0 | 237 | 2 | 0 | 2 |  | 0 | 0 | 0 |  |  |  | 0 | 0 | 0 | 0 |  | 0
|  |  | Dahiphal | 4307 |  | 56 | 11 |  | 13 | 0 | 67 | 1 | 0 | 1 |  | 0 | 0 | 0 |  |  |  | 0 | 0 | 0 | 0 |  | 0
|  |  | dhoki-I | 4273 | 2 | 5 | 0 |  | 5 | 1 | 8 | 2 | 0 | 2 |  | 0 | 0 | 0 |  |  |  | 0 | 0 | 0 | 0 |  | 0
|  |  | dhoki-II | 4276 | 3 | 16 | 0 |  | 20 | 1 | 20 | 17 | 0 | 17 |  | 0 | 0 | 0 |  |  |  | 0 | 0 | 0 | 0 |  | 0
|  |  | EIT | 4285 | 136 | 8 | 0 |  |  | 0 | 144 | 1 | 0 | 1 |  | 0 | 0 | 0 |  |  |  | 0 | 0 | 0 | 3 |  | 0
|  |  | govindpur | 4306 |  | 4 | 0 |  |  | 1 | 5 | 4 | 0 | 4 |  | 0 | 0 | 0 |  |  |  | 0 | 0 | 0 | 0 |  | 0
|  |  | gramin | 4262 | 23 | 8 | 2 |  | 3 | 0 | 33 | 5 | 0 | 5 | 1 | 0 | 0 | 0 |  |  |  | 0 | 0 | 0 | 0 |  | 0
|  |  | ITKUR | 4302 |  | 15 | 0 |  |  | 0 | 15 | 2 | 0 | 2 | 1 | 0 | 0 | 0 |  |  |  | 0 | 0 | 0 | 4 |  | 0
|  |  | javala | 4297 | 11 | 14 | 0 |  | 18 | 0 | 25 | 6 | 0 | 6 |  | 0 | 0 | 0 |  |  |  | 0 | 0 | 0 | 0 |  | 0
|  |  | KALAM (R)S/DN | S430 | 333 | 638 | 0 |  |  | 0 | 971 | 95 | 0 | 95 | 6 | 0 | 0 | 0 |  |  |  | 0 | 0 | 0 | 0 |  | 0
|  |  | kallamb | 4301 | 96 | 165 | 6 |  |  | 16 | 283 | 27 | 0 | 27 |  | 0 | 0 | 0 |  |  |  | 0 | 0 | 0 | 2 |  | 0
|  |  | kamegaon | 4271 | 179 | 68 | 1 |  |  | 0 | 248 | 42 | 0 | 42 |  | 0 | 0 | 0 |  |  |  | 0 | 0 | 0 | 5 |  | 0
|  |  | moha | 4303 |  | 10 | 0 |  |  | 0 | 10 | 0 | 0 | 0 |  | 0 | 0 | 0 |  |  |  | 0 | 0 | 0 | 0 |  | 0
|  |  | OSMANABAD (R) S/ | S426 |  |  | 0 |  |  | 0 | 0 | 1 | 0 | 1 |  | 0 | 0 | 0 |  |  |  | 0 | 0 | 0 | 8 |  | 0
|  |  | OSMANABAD (U) S/ | S741 |  |  | 0 |  |  | 0 | 0 | 15 | 0 | 15 | 2 | 0 | 0 | 0 |  |  |  | 0 | 0 | 0 | 0 |  | 0
|  |  | Osmanabad Div | D684 |  | 6 | 0 |  |  | 0 | 6 | 172 | 0 | 172 | 9 | 0 | 0 | 0 |  |  |  | 0 | 0 | 0 | 1 |  | 0
|  |  | PARANDA (R) S/DN | S429 | 229 | 310 | 8 |  |  | 0 | 547 | 139 | 0 | 139 | 3 | 0 | 0 | 0 |  |  |  | 0 | 0 | 0 | 13 |  | 0
|  |  | paranda-urban | 4291 |  | 49 | 0 |  |  | 0 | 49 | 23 | 0 | 23 |  | 0 | 0 | 0 |  |  |  | 0 | 0 | 0 | 0 |  | 0
|  |  | PARGAON UNIT | 8202 | 310 | 251 | 0 |  |  | 0 | 561 | 22 | 0 | 22 |  | 0 | 0 | 0 |  |  |  | 0 | 0 | 0 | 0 |  | 0
|  |  | PATHRUD | 4286 | 209 | 63 | 15 |  | 1 | 0 | 287 | 19 | 0 | 19 | 1 | 0 | 0 | 0 |  |  |  | 0 | 0 | 0 | 1 |  | 0
|  |  | PATODA | 4263 | 118 | 29 | 4 |  | 15 | 14 | 165 | 55 | 0 | 55 |  | 0 | 0 | 0 |  |  |  | 0 | 0 | 0 | 0 |  | 0
|  |  | pohner | 4261 | 23 |  | 0 |  |  | 0 | 23 | 18 | 0 | 18 |  | 0 | 0 | 0 |  |  |  | 0 | 0 | 0 | 0 |  | 0
|  |  | r2paranda-gramin | 4292 | 3 | 12 | 15 |  |  | 0 | 30 | 48 | 0 | 48 |  | 0 | 0 | 0 |  |  |  | 0 | 0 | 0 | 0 |  | 0
|  |  | shelgaon | 4294 | 58 | 50 | 14 |  | 32 | 20 | 142 | 25 | 0 | 25 |  | 0 | 0 | 0 |  |  |  | 0 | 0 | 0 | 0 |  | 0
|  |  | shiradhon | 4304 |  | 63 | 0 |  |  | 5 | 68 | 11 | 0 | 11 |  | 0 | 0 | 0 |  |  |  | 0 | 0 | 0 | 0 |  | 0
|  |  | SHIRALA | 4293 | 60 | 40 | 8 |  |  | 6 | 114 | 10 | 0 | 10 |  | 0 | 0 | 0 |  |  |  | 0 | 0 | 0 | 0 |  | 0
|  |  | si26401 | 4281 | 158 | 20 | 0 |  |  | 0 | 178 | 9 | 0 | 9 |  | 0 | 0 | 0 |  |  |  | 0 | 0 | 0 | 2 |  | 0
|  |  | SONARI | 4296 | 25 | 18 | 0 |  | 25 | 10 | 53 | 15 | 0 | 15 |  | 0 | 0 | 0 |  |  |  | 0 | 0 | 0 | 0 |  | 0
|  |  | ter | 4272 | 28 | 7 | 0 |  | 43 | 3 | 38 | 23 | 0 | 23 |  | 0 | 0 | 0 |  |  |  | 0 | 0 | 0 | 0 |  | 0
|  |  | TER (R) S/DN | S427 | 563 | 37 | 8 |  |  | 8 | 616 | 72 | 0 | 72 | 1 | 0 | 0 | 0 |  |  |  | 0 | 0 | 0 | 1 |  | 0
|  |  | upala | 4274 | 99 | 9 | 1 |  |  | 0 | 109 | 15 | 0 | 15 |  | 0 | 0 | 0 |  |  |  | 0 | 0 | 0 | 0 |  | 0
|  |  | URBAN-1 | 7411 | 110 | 107 | 0 |  |  | 0 | 217 | 6 | 0 | 6 | 1 | 0 | 0 | 0 |  |  |  | 0 | 0 | 0 | 0 |  | 0
|  |  | URBAN-2 | 7412 | 146 | 134 | 1 |  |  | 0 | 281 | 24 | 0 | 24 | 1 | 0 | 0 | 0 |  |  |  | 0 | 0 | 0 | 0 |  | 0
|  |  | urban-3 | 7413 | 19 | 28 | 0 |  |  | 0 | 47 | 8 | 0 | 8 |  | 0 | 0 | 0 |  |  |  | 0 | 0 | 0 | 0 |  | 0
|  |  | urban-4 | 7414 | 93 | 16 | 0 |  |  | 0 | 109 | 27 | 0 | 27 | 4 | 0 | 0 | 0 |  |  |  | 0 | 0 | 0 | 0 |  | 0
|  |  | Vendor Store Loc | V001 |  |  | 0 |  |  | 0 | 0 | 0 | 47 | 47 |  | 0 | 0 | 0 |  |  |  | 0 | 0 | 0 | 0 |  | 0
|  |  | WASHI S/DN. | S820 | 80 |  | 0 |  |  | 0 | 80 | 85 | 0 | 85 | 3 | 0 | 0 | 0 |  |  |  | 0 | 0 | 0 | 0 |  | 0
|  |  | WASHI UNIT | 8201 | 405 |  | 0 |  |  | 0 | 405 | 39 | 0 | 39 |  | 0 | 0 | 0 |  |  |  | 0 | 0 | 0 | 0 |  | 0
|  |  | yedashi | 4275 | 45 | 7 | 1 |  |  | 7 | 60 | 7 | 0 | 7 |  | 0 | 0 | 0 |  |  |  | 0 | 0 | 0 | 0 |  | 0
|  |  | yermala | 4305 | 27 | 45 | 0 |  |  | 0 | 72 | 3 | 0 | 3 | 2 | 0 | 0 | 0 |  |  |  | 0 | 0 | 0 | 4 |  | 0
|  | DIVISION TOTAL |  |  | 4029 | 2604 | 110 | 0 | 184 | 93 | 6836 | 1154 | 47 | 1201 | 38 | 0 | 0 | 0 | 0 | 0 | 0 | 0 | 0 | 0 | 47 | 0 | 0
|  | Tuljapur Division | ANDOOR | 4366 | 199 | 31 | 1 |  |  | 0 | 231 | 23 | 0 | 23 |  | 0 | 0 | 0 |  |  |  | 0 | 0 | 0 | 0 |  | 0
|  |  | Balsur | 4357 |  | 21 | 4 |  | 2 | 0 | 25 | 23 | 0 | 23 |  | 0 | 0 | 0 |  |  |  | 0 | 0 | 0 | 0 |  | 0
|  |  | jewali | 7586 | 39 | 1 | 0 |  | 1 | 0 | 40 | 0 | 0 | 0 |  | 0 | 0 | 0 |  |  |  | 0 | 0 | 0 | 0 |  | 0
|  |  | lohara | 7581 | 106 | 53 | 7 |  |  | 12 | 178 | 0 | 0 | 0 |  | 1 | 0 | 0 |  |  |  | 0 | 0 | 0 | 0 |  | 0
|  |  | LOHARA S/DN | S758 | 100 | 2 | 0 |  | 164 | 0 | 102 | 50 | 0 | 50 |  | 0 | 0 | 0 |  |  |  | 0 | 0 | 0 | 1 |  | 0
|  |  | Madaj | 4356 | 7 | 13 | 5 |  | 6 | 0 | 25 | 1 | 0 | 1 |  | 0 | 0 | 0 |  |  |  | 0 | 0 | 0 | 0 |  | 0
|  |  | mangarul | 4362 | 71 | 137 | 5 |  | 7 | 31 | 244 | 1 | 0 | 1 |  | 0 | 0 | 0 |  |  |  | 0 | 0 | 0 | 0 |  | 0
|  |  | MHALUMBRA | 4367 | 72 | 179 | 0 |  | 17 | 8 | 259 | 28 | 0 | 28 | 1 | 0 | 0 | 0 |  |  |  | 0 | 0 | 0 | 0 |  | 0
|  |  | Murum Rural | 4354 | 11 | 66 | 5 |  |  | 0 | 82 | 0 | 0 | 0 |  | 0 | 0 | 0 |  |  |  | 0 | 0 | 0 | 0 |  | 0
|  |  | Murum Urban | 4353 |  | 47 | 7 |  | 10 | 0 | 54 | 1 | 0 | 1 |  | 0 | 0 | 0 |  |  |  | 0 | 0 | 0 | 0 |  | 0
|  |  | NALDURGA GRAMIN | 4365 | 1 | 13 | 0 |  |  | 0 | 14 | 20 | 0 | 20 |  | 0 | 0 | 0 |  |  |  | 0 | 0 | 0 | 0 |  | 0
|  |  | NALDURGA U | 4364 | 1 | 24 | 0 |  |  | 1 | 26 | 12 | 0 | 12 | 2 | 1 | 0 | 0 |  |  |  | 0 | 0 | 0 | 0 |  | 0
|  |  | OMERGA (R) S/DN | S435 | 282 | 105 | 37 |  | 10 | 5 | 429 | 98 | 0 | 98 | 3 | 10 | 13 | 0 |  |  |  | 0 | 0 | 0 | 0 |  | 0
|  |  | Omerga Rural | 4352 | 55 | 11 | 1 |  | 5 | 0 | 67 | 11 | 0 | 11 |  | 0 | 0 | 0 |  |  |  | 0 | 0 | 0 | 0 |  | 0
|  |  | Omerga Urban | 4351 |  | 70 | 2 |  |  | 0 | 72 | 29 | 0 | 29 |  | 0 | 0 | 0 |  |  |  | 0 | 0 | 0 | 0 |  | 0
|  |  | sastur I | 7584 | 14 | 11 | 4 |  |  | 0 | 29 | 0 | 0 | 0 |  | 0 | 0 | 0 |  |  |  | 0 | 0 | 0 | 0 |  | 0
|  |  | sastur II | 7585 | 21 | 3 | 0 |  | 16 | 0 | 24 | 0 | 0 | 0 |  | 0 | 0 | 0 |  |  |  | 0 | 0 | 0 | 2 |  | 0
|  |  | TUJAPUR GRAMIN 2 | 4363 | 2 | 16 | 4 |  | 6 | 0 | 22 | 4 | 0 | 4 |  | 0 | 0 | 0 |  |  |  | 0 | 0 | 0 | 0 |  | 0
|  |  | TULJAPUR (R) S/D | S436 | 42 | 46 | 21 |  | 2 | 29 | 138 | 132 | 0 | 132 | 4 | 7 | 5 | 0 |  |  |  | 0 | 0 | 0 | 0 |  | 0
|  |  | Tuljapur Div | D687 |  | 52 | 1 |  | 3517 | 0 | 53 | 213 | 0 | 213 | 1 | 15 | 7 | 0 |  |  |  | 0 | 0 | 0 | 0 |  | 0
|  |  | TULJAPUR GRAMI 1 | 4368 | 551 | 46 | 2 |  | 1 | 2 | 601 | 50 | 0 | 50 | 1 | 0 | 0 | 0 |  |  |  | 0 | 0 | 0 | 0 |  | 0
|  |  | Turori | 4355 | 57 | 9 | 1 |  | 4 | 0 | 67 | 0 | 0 | 0 | 1 | 0 | 0 | 0 |  |  |  | 0 | 0 | 0 | 0 |  | 0
|  |  | urban tuljapur | 4361 | 40 | 108 | 18 |  | 65 | 6 | 172 | 19 | 0 | 19 |  | 1 | 0 | 0 |  |  |  | 0 | 0 | 0 | 0 |  | 0
|  |  | Vendor Store Loc | V001 |  |  | 0 |  |  | 0 | 0 | 0 | 70 | 70 |  | 0 | 0 | 0 |  |  |  | 0 | 0 | 0 | 0 |  | 0
|  |  | yenegur I | 7582 | 55 | 43 | 0 |  |  | 0 | 98 | 0 | 0 | 0 |  | 0 | 0 | 0 |  |  |  | 0 | 0 | 0 | 0 |  | 0
|  |  | yenegur II | 7583 | 50 | 39 | 0 |  |  | 0 | 89 | 0 | 0 | 0 |  | 0 | 0 | 0 |  |  |  | 0 | 0 | 0 | 0 |  | 0
|  | DIVISION TOTAL |  |  | 1776 | 1146 | 125 | 0 | 3833 | 94 | 3141 | 715 | 70 | 785 | 13 | 35 | 25 | 0 | 0 | 0 | 0 | 0 | 0 | 0 | 3 | 0 | 0
| CIRCLE TOTAL |  |  |  | 6550 | 3750 | 235 | 0 | 4017 | 187 | 10722 | 1911 | 117 | 2028 | 51 | 35 | 25 | 0 | 0 | 0 | 0 | 0 | 0 | 25 | 199 | 0 | 0
ZONE TOTAL |  |  |  |  | 8667 | 11870 | 637 | 609 | 14200 | 453 | 21627 | 5792 | 3614 | 9406 | 240 | 395 | 246 | 142 | 692 | 10 | 0 | 10 | 0 | 131 | 684 | 0 | 0
NANDED ZONE | HINGOLI CIRCLE | Hingoli Circle | Hingoli Circle | C636 |  |  | 0 |  |  | 0 | 0 | 0 | 0 | 0 | 4 | 0 | 0 | 0 |  |  |  | 0 | 0 | 0 | 16 |  | 0
|  | HINGOLI DIVISION | AMBA | 4518 | 80 | 114 | 0 |  | 2 | 0 | 194 | 0 | 0 | 0 |  | 0 | 0 | 0 |  |  |  | 0 | 0 | 0 | 0 |  | 0
|  |  | AUNDHA NAG | 7981 | 400 | 265 | 2 |  | 11 | 0 | 667 | 21 | 10 | 31 |  | 0 | 0 | 0 |  |  |  | 0 | 0 | 0 | 0 |  | 0
|  |  | AUNDHA NAGNATH S | S798 |  |  | 0 |  | 47 | 0 | 0 | 48 | 0 | 48 |  | 0 | 0 | 0 |  |  |  | 0 | 0 | 0 | 0 |  | 0
|  |  | BALAPUR -1 | 4532 |  | 108 | 6 |  | 4 | 0 | 114 | 3 | 0 | 3 |  | 0 | 0 | 0 |  |  |  | 0 | 0 | 0 | 0 |  | 0
|  |  | BALAPUR -II | 4533 | 20 | 8 | 28 |  | 3 | 0 | 56 | 5 | 21 | 26 |  | 0 | 0 | 0 |  |  |  | 0 | 0 | 0 | 0 |  | 0
|  |  | BASMAT (R) S/DN. | S451 | 240 | 73 | 0 |  | 74 | 0 | 313 | 74 | 89 | 163 | 1 | 0 | 50 | 31 |  |  |  | 0 | 11 | 0 | 0 |  | 0
|  |  | BASMATH | 4511 |  | 329 | 0 | 28 | 6 | 0 | 329 | 3 | 8 | 11 | 1 | 0 | 0 | 0 |  |  |  | 0 | 0 | 0 | 0 |  | 0
|  |  | DONGAR KADA | 4536 | 27 | 19 | 22 |  | 55 | 0 | 68 | 4 | 10 | 14 | 1 | 0 | 0 | 0 |  |  |  | 0 | 0 | 0 | 0 |  | 0
|  |  | GIRGAON UNIT | 4517 | 80 | 28 | 0 | 10 | 3 | 0 | 108 | 0 | 15 | 15 | 1 | 0 | 0 | 0 |  |  |  | 0 | 0 | 0 | 0 |  | 0
|  |  | GOREGAON-I | 7973 | 53 |  | 0 |  |  | 0 | 53 | 17 | 0 | 17 |  | 0 | 0 | 0 |  |  |  | 0 | 0 | 0 | 0 |  | 0
|  |  | GOREGAON-II | 7974 | 2 | 14 | 0 |  | 9 | 0 | 16 | 28 | 19 | 47 |  | 0 | 0 | 0 |  |  |  | 0 | 0 | 0 | 0 |  | 0
|  |  | HATTA UNIT | 4516 | 400 | 115 | 0 | 13 | 9 | 0 | 515 | 3 | 0 | 3 | 1 | 0 | 0 | 0 |  |  |  | 0 | 0 | 0 | 0 |  | 0
|  |  | HINGOLI (R) S/DN | S454 | 222 | 108 | 1 |  | 1674 | 0 | 331 | 76 | 0 | 76 | 1 | 0 | 0 | 0 |  |  |  | 0 | 0 | 0 | 0 |  | 0
|  |  | HINGOLI Div | D694 | 440 | 591 | 0 |  |  | 0 | 1031 | 255 | 13 | 268 |  | 0 | 0 | 326 |  |  |  | 0 | 0 | 0 | 0 |  | 0
|  |  | Hingoli R II | 4544 | 300 | 77 | 6 |  |  | 0 | 383 | 6 | 0 | 6 | 2 | 0 | 0 | 0 |  |  |  | 0 | 0 | 0 | 0 |  | 0
|  |  | Hingoli Rural1 | 4543 | 328 | 104 | 8 |  |  | 0 | 440 | 8 | 0 | 8 | 1 | 0 | 0 | 0 |  |  |  | 0 | 0 | 0 | 0 |  | 0
|  |  | JAWAL PANCHAL | 4537 | 16 | 12 | 7 |  |  | 0 | 35 | 5 | 1 | 6 |  | 0 | 0 | 0 |  |  |  | 0 | 0 | 0 | 0 |  | 0
|  |  | JAWALA BAZAR | 7982 | 300 | 262 | 1 |  | 36 | 0 | 563 | 52 | 0 | 52 |  | 0 | 0 | 0 |  |  |  | 0 | 0 | 0 | 0 |  | 0
|  |  | KALAMNURI (R) S/ | S453 | 1380 | 450 | 0 |  | 153 | 0 | 1830 | 20 | 105 | 125 | 2 | 0 | 0 | 0 |  | 1 |  | 1 | 0 | 0 | 0 |  | 0
|  |  | kalamnuri u | 4531 | 700 | 305 | 0 |  | 17 | 0 | 1005 | 4 | 19 | 23 |  | 0 | 0 | 0 |  |  |  | 0 | 0 | 0 | 0 |  | 0
|  |  | Kanergaon naka | 4546 | 580 | 85 | 4 |  | 265 | 0 | 669 | 8 | 0 | 8 | 1 | 0 | 0 | 0 |  |  |  | 0 | 0 | 0 | 0 |  | 0
|  |  | KURUNDA I UNIT | 4514 |  | 18 | 0 | 9 | 4 | 0 | 18 | 0 | 4 | 4 |  | 0 | 0 | 0 |  |  |  | 0 | 0 | 0 | 0 |  | 0
|  |  | KURUNDA -II UNIT | 4515 | 233 |  | 0 | 1 | 1 | 0 | 233 | 0 | 5 | 5 |  | 0 | 0 | 0 |  |  |  | 0 | 0 | 0 | 0 |  | 0
|  |  | NANDAPUR | 4535 |  | 29 | 0 |  |  | 0 | 29 | 3 | 1 | 4 |  | 0 | 0 | 0 |  |  |  | 0 | 0 | 0 | 0 |  | 0
|  |  | Narsi | 4545 | 200 | 260 | 7 |  | 1 | 0 | 467 | 1 | 0 | 1 |  | 0 | 0 | 0 |  |  |  | 0 | 0 | 0 | 0 |  | 0
|  |  | R-I UNIT | 4512 | 740 | 69 | 0 | 82 | 9 | 0 | 809 | 6 | 0 | 6 | 3 | 0 | 0 | 0 |  |  |  | 0 | 0 | 0 | 0 |  | 0
|  |  | R-II UNIT | 4513 | 400 | 50 | 0 |  | 1 | 0 | 450 | 1 | 15 | 16 | 7 | 0 | 0 | 0 |  |  |  | 0 | 0 | 0 | 0 |  | 0
|  |  | SENGAON -II | 7972 | 317 | 6 | 0 |  | 1 | 0 | 323 | 5 | 0 | 5 |  | 0 | 0 | 0 |  |  |  | 0 | 0 | 0 | 0 |  | 0
|  |  | SENGAON SUB-DIVI | S797 | 1020 |  | 0 |  | 2 | 0 | 1020 | 3 | 31 | 34 | 4 | 0 | 0 | 0 |  |  |  | 0 | 0 | 0 | 0 |  | 0
|  |  | SENGAON-1 | 7971 | 26 | 3 | 0 |  | 6 | 0 | 29 | 0 | 1 | 1 |  | 0 | 0 | 0 |  |  |  | 0 | 0 | 0 | 0 |  | 0
|  |  | SHIRADSHAHAPUR | 7983 | 300 | 82 | 16 |  | 66 | 0 | 398 | 5 | 5 | 10 |  | 0 | 0 | 0 |  |  |  | 0 | 0 | 0 | 0 |  | 0
|  |  | U1 Hingoli Urban | 4541 | 45 | 68 | 3 |  | 1 | 0 | 116 | 2 | 0 | 2 |  | 0 | 0 | 0 |  |  |  | 0 | 0 | 0 | 0 |  | 0
|  |  | Urban 2 Hingoli | 4542 | 112 | 186 | 16 |  | 13 | 0 | 314 | 26 | 0 | 26 | 1 | 0 | 0 | 0 |  |  |  | 0 | 0 | 0 | 0 |  | 0
|  |  | Vendor Store Loc | V001 |  |  | 0 |  |  | 11 | 11 | 0 | 91 | 91 |  | 0 | 0 | 0 |  | 2 |  | 2 | 0 | 0 | 0 |  | 0
|  |  | WARANGA | 4534 | 544 | 65 | 8 |  |  | 0 | 617 | 3 | 1 | 4 |  | 0 | 0 | 0 |  |  |  | 0 | 0 | 0 | 0 |  | 0
|  | DIVISION TOTAL |  |  | 9505 | 3903 | 135 | 143 | 2473 | 11 | 13554 | 695 | 464 | 1159 | 27 | 0 | 50 | 357 | 0 | 3 | 0 | 3 | 11 | 0 | 0 | 0 | 0
| CIRCLE TOTAL |  |  |  | 9505 | 3903 | 135 | 143 | 2473 | 11 | 13554 | 695 | 464 | 1159 | 31 | 0 | 50 | 357 | 0 | 3 | 0 | 3 | 11 | 0 | 16 | 0 | 0
| NANDED CIRCLE | Nanded Circle | com. Str. Aurang | W224 |  |  | 0 |  |  | 0 | 0 | 0 | 0 | 0 |  | 0 | 0 | 0 |  |  |  | 0 | 0 | 0 | 15 |  | 0
|  |  | Comm.Str. Nanded | W241 |  |  | 0 |  | 8 | 0 | 0 | 0 | 0 | 0 |  | 0 | 0 | 217 | 91 |  |  | 0 | 0 | 5 | 0 |  | 0
|  |  | Nanded Circle | C690 |  |  | 0 |  | 1000 | 0 | 0 | 0 | 0 | 0 |  | 0 | 0 | 0 |  |  |  | 0 | 0 | 19 | 91 |  | 0
|  | Bhokar Division | BHOKAR | 4571 | 47 | 16 | 0 |  |  | 0 | 63 | 0 | 3 | 3 |  | 2 | 0 | 0 |  |  |  | 0 | 0 | 0 | 1 |  | 0
|  |  | BHOKAR (R) S/DN | S457 |  |  | 0 |  |  | 0 | 0 | 2 | 0 | 2 |  | 0 | 0 | 0 |  |  |  | 0 | 0 | 0 | 0 |  | 0
|  |  | Bhokar Div | D695 |  |  | 0 |  | 1 | 0 | 0 | 12 | 0 | 12 |  | 45 | 0 | 0 |  |  |  | 0 | 0 | 0 | 8 |  | 0
|  |  | Bhokar Rural | 4572 | 25 | 1 | 0 | 1 |  | 0 | 26 | 0 | 6 | 6 | 1 | 0 | 0 | 0 |  |  |  | 0 | 0 | 0 | 0 |  | 0
|  |  | BODHDI | 4554 | 40 | 40 | 1 |  | 1 | 0 | 81 | 12 | 2 | 14 |  | 0 | 0 | 0 |  |  |  | 0 | 0 | 0 | 0 |  | 0
|  |  | HADGAON (R) S/DN | S456 | 100 |  | 0 |  |  | 0 | 100 | 112 | 0 | 112 |  | 0 | 0 | 0 |  |  |  | 0 | 0 | 0 | 0 |  | 0
|  |  | HIMAYATNAGAR S/D | S750 | 105 | 1 | 2 |  | 2 | 0 | 108 | 64 | 0 | 64 | 2 | 5 | 0 | 0 |  |  |  | 0 | 0 | 0 | 2 |  | 0
|  |  | KINI | 4573 | 25 | 35 | 1 |  | 3 | 0 | 61 | 0 | 38 | 38 | 1 | 0 | 0 | 0 |  |  |  | 0 | 0 | 0 | 0 |  | 0
|  |  | KINWAT (R) S/DN | S455 |  |  | 1 |  |  | 0 | 1 | 15 | 0 | 15 |  | 2 | 140 | 0 |  |  |  | 0 | 0 | 0 | 0 |  | 0
|  |  | KINWAT R 1 | 4553 |  | 92 | 0 |  |  | 0 | 92 | 55 | 0 | 55 |  | 0 | 0 | 0 |  |  |  | 0 | 0 | 0 | 0 |  | 0
|  |  | KINWAT R II | 4552 | 40 | 48 | 0 |  |  | 0 | 88 | 29 | 0 | 29 | 1 | 0 | 0 | 0 |  |  |  | 0 | 0 | 0 | 0 |  | 0
|  |  | KINWAT URBAN | 4551 |  | 28 | 2 |  | 14 | 0 | 30 | 20 | 27 | 47 | 1 | 0 | 0 | 0 |  |  |  | 0 | 0 | 0 | 0 |  | 0
|  |  | MAHUR SUB-DIVISI | S793 | 116 |  | 0 |  |  | 0 | 116 | 67 | 0 | 67 |  | 3 | 0 | 0 |  |  |  | 0 | 0 | 0 | 3 |  | 0
|  |  | MANDAVI | 4556 | 23 | 43 | 0 |  | 1 | 0 | 66 | 11 | 0 | 11 |  | 0 | 0 | 0 |  |  |  | 0 | 0 | 0 | 0 |  | 0
|  |  | R-1 Hadgaon Urba | 4561 | 5 | 7 | 0 |  |  | 0 | 12 | 2 | 4 | 6 |  | 0 | 0 | 0 |  |  |  | 0 | 0 | 0 | 0 |  | 0
|  |  | R-1 HIMAYATNAGAR | 7501 | 6 |  | 0 |  |  | 0 | 6 | 0 | 1 | 1 |  | 0 | 0 | 0 |  |  |  | 0 | 0 | 0 | 0 |  | 0
|  |  | R-1 MAHUR | 7931 | 10 | 23 | 7 | 3 | 77 | 0 | 40 | 0 | 52 | 52 | 1 | 0 | 0 | 0 |  |  |  | 0 | 0 | 0 | 0 |  | 0
|  |  | R-1 UMRI-I | 7941 | 39 | 3 | 0 |  |  | 0 | 42 | 19 | 6 | 25 | 1 | 0 | 0 | 0 |  |  |  | 0 | 0 | 0 | 0 |  | 0
|  |  | R-2 Hadgaon Rura | 4562 | 8 |  | 0 |  |  | 0 | 8 | 3 | 0 | 3 |  | 0 | 0 | 0 |  |  |  | 0 | 0 | 0 | 0 |  | 0
|  |  | R-2 HIMAYATNAGAR | 7502 | 2 |  | 8 |  |  | 0 | 10 | 1 | 0 | 1 |  | 0 | 0 | 0 |  |  |  | 0 | 0 | 0 | 0 |  | 0
|  |  | R-2 UMRI-II | 7942 | 13 |  | 1 | 2 | 3 | 0 | 14 | 35 | 3 | 38 |  | 0 | 0 | 0 |  |  |  | 0 | 0 | 0 | 0 |  | 0
|  |  | R-2 WAI | 7932 | 4 | 23 | 4 | 3 | 5 | 0 | 31 | 7 | 0 | 7 |  | 0 | 0 | 0 |  |  |  | 0 | 0 | 0 | 0 |  | 0
|  |  | R-3 GOLEGAON | 7943 | 37 |  | 0 |  |  | 0 | 37 | 19 | 0 | 19 |  | 0 | 0 | 0 |  |  |  | 0 | 0 | 0 | 0 |  | 0
|  |  | R-3 SARSAM | 7503 | 16 | 25 | 0 |  | 10 | 0 | 41 | 2 | 0 | 2 |  | 0 | 0 | 0 |  |  |  | 0 | 0 | 0 | 0 |  | 0
|  |  | R-4 ISALAPUR | 7504 | 1 | 4 | 0 | 1 | 1 | 0 | 5 | 1 | 0 | 1 |  | 0 | 0 | 0 |  |  |  | 0 | 0 | 0 | 2 |  | 0
|  |  | R-Ashti | 4567 | 13 | 2 | 0 |  | 2 | 0 | 15 | 36 | 5 | 41 |  | 0 | 0 | 0 |  |  |  | 0 | 0 | 0 | 0 |  | 0
|  |  | R-Manath | 4565 | 94 | 4 | 0 |  |  | 0 | 98 | 4 | 0 | 4 |  | 0 | 0 | 0 |  |  |  | 0 | 0 | 0 | 0 |  | 0
|  |  | R-Niwgha | 4568 | 42 | 2 | 0 |  | 1 | 0 | 44 | 5 | 0 | 5 |  | 0 | 0 | 0 |  |  |  | 0 | 0 | 0 | 0 |  | 0
|  |  | R-Talni | 4566 | 3 | 12 | 0 |  |  | 0 | 15 | 3 | 0 | 3 |  | 0 | 0 | 0 |  |  |  | 0 | 0 | 0 | 0 |  | 0
|  |  | R-Tamsa Rural | 4564 | 7 | 2 | 0 |  |  | 0 | 9 | 9 | 5 | 14 |  | 0 | 0 | 0 |  |  |  | 0 | 0 | 0 | 0 |  | 0
|  |  | R-Tamsa Urban | 4563 | 3 | 2 | 0 |  |  | 0 | 5 | 1 | 1 | 2 | 1 | 0 | 0 | 0 |  |  |  | 0 | 0 | 0 | 0 |  | 0
|  |  | SARKHANI | 4555 |  | 19 | 0 |  |  | 0 | 19 | 26 | 0 | 26 |  | 0 | 0 | 0 |  |  |  | 0 | 0 | 0 | 2 |  | 0
|  |  | SONARI | 4574 |  |  | 0 |  |  | 0 | 0 | 1 | 1 | 2 | 1 | 0 | 0 | 0 |  |  |  | 0 | 0 | 0 | 0 |  | 0
|  |  | UMRI SUB-DIVISIO | S794 |  |  | 1 |  |  | 0 | 1 | 0 | 0 | 0 |  | 9 | 11 | 0 |  |  |  | 0 | 0 | 0 | 0 |  | 0
|  | DIVISION TOTAL |  |  | 824 | 432 | 28 | 10 | 121 | 0 | 1284 | 573 | 154 | 727 | 10 | 66 | 151 | 0 | 0 | 0 | 0 | 0 | 0 | 0 | 18 | 0 | 0
|  | Degloor Division | BARHALI | 4483 | 74 | 19 | 0 |  | 21 | 0 | 93 | 30 | 0 | 30 |  | 0 | 0 | 0 |  |  |  | 0 | 0 | 0 | 0 |  | 0
|  |  | BILOLI UNIT | 7921 | 89 | 82 | 2 |  | 14 | 0 | 173 | 54 | 41 | 95 | 1 | 0 | 0 | 0 |  |  |  | 0 | 0 | 0 | 0 |  | 0
|  |  | BILOLISUB-DIVISI | S792 | 100 | 1 | 0 |  |  | 0 | 101 | 0 | 2 | 2 |  | 0 | 0 | 0 |  |  |  | 0 | 0 | 0 | 0 |  | 0
|  |  | DEGLOOR | 4491 | 5 | 2 | 0 |  |  | 0 | 7 | 11 | 9 | 20 |  | 0 | 0 | 0 |  |  |  | 0 | 0 | 0 | 0 |  | 0
|  |  | DEGLOOR (R) S/DN | S449 | 100 | 2 | 0 |  |  | 0 | 102 | 85 | 0 | 85 |  | 0 | 0 | 0 |  |  |  | 0 | 0 | 0 | 0 |  | 0
|  |  | Degloor Div | D691 | 200 | 2 | 0 |  |  | 0 | 202 | 0 | 0 | 0 | 1 | 0 | 0 | 0 |  |  |  | 0 | 0 | 0 | 1 |  | 0
|  |  | DEGLOOR(RURAL) | 4495 | 8 | 10 | 5 |  | 2 | 0 | 23 | 17 | 3 | 20 |  | 0 | 0 | 0 |  |  |  | 0 | 0 | 0 | 0 |  | 0
|  |  | DHARMABAD (R) S/ | S458 | 279 | 261 | 0 |  | 36 | 0 | 540 | 116 | 4 | 120 |  | 0 | 0 | 0 |  |  |  | 0 | 0 | 0 | 1 |  | 0
|  |  | Dharmabad R | 4582 | 7 | 42 | 4 |  |  | 0 | 53 | 16 | 0 | 16 |  | 0 | 0 | 0 |  |  |  | 0 | 0 | 0 | 0 |  | 0
|  |  | HANEGAON | 4493 | 18 | 14 | 2 |  | 4 | 0 | 34 | 23 | 3 | 26 |  | 0 | 0 | 0 |  |  |  | 0 | 0 | 0 | 0 |  | 0
|  |  | Jamb | 4485 | 2 | 39 | 3 |  | 8 | 0 | 44 | 16 | 1 | 17 |  | 0 | 0 | 0 |  |  |  | 0 | 0 | 0 | 0 |  | 0
|  |  | KARADKHED | 4494 |  | 1 | 0 |  | 1 | 0 | 1 | 15 | 0 | 15 |  | 0 | 0 | 0 |  |  |  | 0 | 0 | 0 | 0 |  | 0
|  |  | Karkheli | 4583 | 2 | 137 | 0 |  | 35 | 0 | 139 | 12 | 0 | 12 |  | 0 | 0 | 0 |  |  |  | 0 | 0 | 0 | 0 |  | 0
|  |  | KASRALI UNIT | 7922 |  | 29 | 22 |  | 31 | 0 | 51 | 0 | 7 | 7 |  | 0 | 0 | 0 |  |  |  | 0 | 0 | 0 | 0 |  | 0
|  |  | Kundalwadi | 4584 |  | 108 | 3 |  | 5 | 0 | 111 | 11 | 1 | 12 |  | 0 | 0 | 0 |  |  |  | 0 | 0 | 0 | 0 |  | 0
|  |  | MUKHED (R) S/DN | S448 | 105 |  | 0 |  |  | 0 | 105 | 0 | 0 | 0 |  | 0 | 0 | 0 |  |  |  | 0 | 0 | 0 | 0 |  | 0
|  |  | MUKHED RURAL | 4482 | 8 | 1 | 0 |  |  | 0 | 9 | 13 | 10 | 23 |  | 0 | 0 | 0 |  |  |  | 0 | 0 | 0 | 0 |  | 0
|  |  | MUKHED URBAN | 4481 | 20 | 15 | 4 |  | 23 | 0 | 39 | 33 | 47 | 80 |  | 0 | 0 | 0 |  |  |  | 0 | 0 | 0 | 0 |  | 0
|  |  | MUKRAMABAD | 4492 | 2 | 9 | 1 |  | 1 | 0 | 12 | 5 | 0 | 5 |  | 0 | 0 | 0 |  |  |  | 0 | 0 | 0 | 0 |  | 0
|  |  | NAGRANGAL | 4496 |  |  | 0 |  | 6 | 0 | 0 | 11 | 0 | 11 |  | 0 | 0 | 0 |  |  |  | 0 | 0 | 0 | 0 |  | 0
|  |  | NAIGAON (R) S/DN | S450 | 110 |  | 0 |  |  | 0 | 110 | 49 | 1 | 50 |  | 0 | 0 | 0 |  |  |  | 0 | 0 | 0 | 0 |  | 0
|  |  | R-1 Naigaon Urba | 4501 | 6 | 108 | 19 |  | 1 | 0 | 133 | 1 | 18 | 19 |  | 0 | 0 | 0 |  |  |  | 0 | 0 | 0 | 0 |  | 0
|  |  | R-2 Naigaon Rura | 4502 | 13 | 65 | 5 |  | 3 | 0 | 83 | 5 | 9 | 14 |  | 0 | 0 | 0 |  |  |  | 0 | 0 | 0 | 0 |  | 0
|  |  | RAJURA | 4484 | 9 | 50 | 8 |  | 16 | 0 | 67 | 24 | 30 | 54 |  | 0 | 0 | 0 |  |  |  | 0 | 0 | 0 | 0 |  | 0
|  |  | Urban | 4581 | 97 | 16 | 8 |  | 38 | 0 | 121 | 5 | 0 | 5 |  | 0 | 0 | 0 |  |  |  | 0 | 0 | 0 | 0 |  | 0
|  | DIVISION TOTAL |  |  | 1254 | 1013 | 86 | 0 | 245 | 0 | 2353 | 552 | 186 | 738 | 2 | 0 | 0 | 0 | 0 | 0 | 0 | 0 | 0 | 0 | 2 | 0 | 0
|  | Nanded Division | Anand Nagar | 4452 | 117 | 11 | 12 |  |  | 0 | 140 | 6 | 0 | 6 | 1 | 0 | 0 | 0 |  |  |  | 0 | 0 | 0 | 0 |  | 0
|  |  | CHOUPHALA | 4423 | 43 | 2 | 2 |  | 1 | 0 | 47 | 3 | 2 | 5 |  | 0 | 0 | 0 |  |  |  | 0 | 0 | 0 | 0 |  | 0
|  |  | CHOWK | 4424 | 28 | 1 | 0 |  | 3 | 0 | 29 | 3 | 0 | 3 |  | 0 | 0 | 0 |  |  |  | 0 | 0 | 0 | 0 |  | 0
|  |  | CIDCO | 7242 | 60 | 1 | 0 |  | 1 | 0 | 61 | 0 | 0 | 0 |  | 0 | 0 | 0 |  |  |  | 0 | 0 | 0 | 0 |  | 0
|  |  | DEGLOOR NAKA | 4425 | 69 | 2 | 3 |  | 7 | 0 | 74 | 5 | 2 | 7 |  | 0 | 0 | 0 |  |  |  | 0 | 0 | 0 | 0 |  | 0
|  |  | DS ZONE | 4422 | 30 | 1 | 0 |  |  | 0 | 31 | 5 | 0 | 5 |  | 1 | 0 | 0 |  |  |  | 0 | 0 | 0 | 0 |  | 0
|  |  | Limbgaon | 4433 | 146 |  | 0 |  | 1 | 0 | 146 | 3 | 0 | 3 |  | 0 | 0 | 0 |  |  |  | 0 | 0 | 0 | 0 |  | 0
|  |  | MIDC | 7241 | 283 | 33 | 4 |  | 7 | 0 | 320 | 13 | 2 | 15 | 1 | 0 | 0 | 0 |  |  |  | 0 | 0 | 0 | 0 |  | 0
|  |  | NANDED (U) S/D | S442 |  |  | 0 |  | 7 | 0 | 0 | 1 | 0 | 1 |  | 0 | 0 | 0 |  |  |  | 0 | 0 | 0 | 0 |  | 0
|  |  | Nanded Div | D241 | 300 | 7 | 27 | 110 | 167 | 376 | 710 | 48 | 14 | 62 |  | 229 | 306 | 478 | 224 |  |  | 0 | 0 | 10 | 23 |  | 0
|  |  | NANDED (U) MIDC | S724 |  |  | 0 |  | 4 | 0 | 0 | 0 | 0 | 0 |  | 5 | 0 | 0 |  |  |  | 0 | 0 | 0 | 0 |  | 0
|  |  | NANDED (U) S/DN- | S445 | 39 |  | 0 |  | 1 | 0 | 39 | 4 | 5 | 9 |  | 0 | 3 | 0 |  |  |  | 0 | 0 | 0 | 0 |  | 0
|  |  | NANDED RURAL-I S | S443 | 190 |  | 0 |  |  | 0 | 190 | 1 | 0 | 1 |  | 0 | 0 | 0 |  |  |  | 0 | 0 | 0 | 0 |  | 0
|  |  | PAWDEWADI | 4458 | 83 | 5 | 4 |  | 6 | 0 | 92 | 3 | 0 | 3 |  | 0 | 0 | 0 |  |  |  | 0 | 0 | 0 | 0 |  | 0
|  |  | R1 UNIT | 4431 | 55 |  | 1 |  |  | 0 | 56 | 1 | 0 | 1 | 1 | 0 | 0 | 0 |  |  |  | 0 | 0 | 0 | 0 |  | 0
|  |  | R-2 | 4432 | 26 | 18 | 0 | 12 | 37 | 0 | 44 | 6 | 26 | 32 | 3 | 0 | 0 | 0 |  |  |  | 0 | 0 | 0 | 0 |  | 0
|  |  | SRT | 7243 | 183 | 23 | 10 |  | 13 | 0 | 216 | 24 | 7 | 31 | 5 | 0 | 0 | 0 |  |  |  | 0 | 0 | 0 | 0 |  | 0
|  |  | TARODA NAKA | 4451 | 109 | 3 | 5 |  | 6 | 0 | 117 | 2 | 1 | 3 |  | 0 | 0 | 0 |  |  |  | 0 | 0 | 0 | 0 |  | 0
|  |  | TOWER UNIT | 4421 | 17 |  | 0 |  |  | 0 | 17 | 3 | 0 | 3 | 1 | 0 | 0 | 0 |  |  |  | 0 | 0 | 0 | 0 |  | 0
|  |  | Vendor Store Loc | V001 |  |  | 0 |  | 26 | 0 | 0 | 0 | 0 | 0 |  | 0 | 0 | 0 |  |  |  | 0 | 0 | 0 | 0 |  | 0
|  |  | VIDYUT BHAVAN | 4455 | 66 | 8 | 8 |  | 10 | 0 | 82 | 4 | 0 | 4 |  | 0 | 0 | 0 |  |  |  | 0 | 0 | 0 | 0 |  | 0
|  |  | WAJEGAON | 7244 | 41 | 5 | 0 |  | 1 | 0 | 46 | 1 | 3 | 4 |  | 0 | 0 | 0 |  |  |  | 0 | 0 | 0 | 0 |  | 0
|  |  | ZONE III | 4453 | 90 | 11 | 18 |  | 14 | 0 | 119 | 4 | 10 | 14 | 2 | 0 | 0 | 0 |  |  |  | 0 | 0 | 0 | 0 |  | 0
|  |  | ZONE IV | 4454 | 39 | 6 | 17 |  | 18 | 0 | 62 | 2 | 6 | 8 |  | 0 | 0 | 0 |  |  |  | 0 | 0 | 0 | 0 |  | 0
|  | DIVISION TOTAL |  |  | 2014 | 137 | 111 | 122 | 330 | 376 | 2638 | 142 | 78 | 220 | 14 | 235 | 309 | 478 | 224 | 0 | 0 | 0 | 0 | 10 | 23 | 0 | 0
|  | Nanded Rural Division | ARDHAPUR I | 4441 |  | 49 | 4 |  | 2 | 0 | 53 | 6 | 8 | 14 |  | 0 | 0 | 0 |  |  |  | 0 | 0 | 0 | 0 |  | 0
|  |  | ARDHAPUR II | 4442 | 20 | 9 | 0 |  |  | 0 | 29 | 4 | 0 | 4 |  | 0 | 0 | 0 |  |  |  | 0 | 0 | 0 | 0 |  | 0
|  |  | BARAD I | 7913 | 54 | 5 | 0 |  |  | 0 | 59 | 18 | 0 | 18 |  | 0 | 0 | 0 |  |  |  | 0 | 0 | 0 | 0 |  | 0
|  |  | BARAD II | 7914 | 7 | 28 | 0 |  |  | 0 | 35 | 0 | 30 | 30 |  | 0 | 1 | 0 |  |  |  | 0 | 0 | 0 | 0 |  | 0
|  |  | BARUL | 4473 | 6 | 42 | 0 |  |  | 0 | 48 | 19 | 5 | 24 |  | 0 | 0 | 0 |  |  |  | 0 | 0 | 0 | 0 |  | 0
|  |  | Kalambar Rural S | 4466 | 22 | 2 | 2 |  |  | 0 | 26 | 0 | 10 | 10 |  | 0 | 0 | 0 |  |  |  | 0 | 0 | 0 | 0 |  | 0
|  |  | KANDHAR (R) S/DN | S447 | 100 |  | 0 |  |  | 0 | 100 | 0 | 0 | 0 |  | 0 | 0 | 0 |  |  |  | 0 | 0 | 0 | 0 |  | 0
|  |  | KANDHAR1 | 4471 | 12 | 10 | 1 |  |  | 0 | 23 | 30 | 7 | 37 |  | 0 | 0 | 0 |  |  |  | 0 | 0 | 0 | 0 |  | 0
|  |  | KANDHAR2 | 4472 | 15 | 3 | 3 |  | 5 | 0 | 21 | 20 | 7 | 27 |  | 1 | 0 | 0 |  |  |  | 0 | 0 | 0 | 0 |  | 0
|  |  | Kapsi Section | 4464 | 19 | 2 | 0 |  | 1 | 0 | 21 | 10 | 2 | 12 |  | 0 | 0 | 0 |  |  |  | 0 | 0 | 0 | 0 |  | 0
|  |  | KURULA | 4475 | 5 | 60 | 0 |  |  | 0 | 65 | 0 | 0 | 0 |  | 0 | 0 | 0 |  |  |  | 0 | 0 | 0 | 0 |  | 0
|  |  | LAHAN | 4444 | 20 | 20 | 0 |  |  | 0 | 40 | 4 | 4 | 8 |  | 0 | 0 | 0 |  |  |  | 0 | 0 | 0 | 0 |  | 0
|  |  | LOHA (R) S/DN | S446 | 98 |  | 0 |  |  | 0 | 98 | 0 | 1 | 1 | 2 | 0 | 0 | 0 |  |  |  | 0 | 0 | 0 | 8 |  | 0
|  |  | Loha Rural Secti | 4462 | 26 |  | 0 |  |  | 0 | 26 | 10 | 0 | 10 |  | 2 | 0 | 0 |  |  |  | 0 | 0 | 0 | 0 |  | 0
|  |  | Loha Urban Secti | 4461 | 71 | 11 | 0 |  |  | 0 | 82 | 17 | 4 | 21 | 2 | 0 | 0 | 0 |  |  |  | 0 | 0 | 0 | 0 |  | 0
|  |  | Malakoli Rural S | 4465 | 2 | 25 | 9 |  | 6 | 0 | 36 | 0 | 1 | 1 |  | 0 | 1 | 0 |  |  |  | 0 | 0 | 0 | 0 |  | 0
|  |  | MALEGAON | 4443 | 41 | 33 | 0 |  |  | 0 | 74 | 4 | 0 | 4 |  | 0 | 0 | 0 |  |  |  | 0 | 0 | 0 | 0 |  | 0
|  |  | MUDHKHED RURAL | 7912 | 41 | 3 | 0 |  | 4 | 0 | 44 | 0 | 92 | 92 |  | 0 | 0 | 0 |  |  |  | 0 | 0 | 0 | 0 |  | 0
|  |  | MUDHKHED URBAN | 7911 | 11 | 15 | 0 |  |  | 0 | 26 | 27 | 0 | 27 |  | 1 | 0 | 0 |  |  |  | 0 | 0 | 0 | 0 |  | 0
|  |  | MUDKHED SUB-DIVI | S791 | 100 |  | 0 |  |  | 0 | 100 | 0 | 0 | 0 |  | 0 | 0 | 0 |  |  |  | 0 | 0 | 0 | 0 |  | 0
|  |  | Nanded R Div | D242 | 225 |  | 0 |  | 0 | 0 | 225 | 160 | 0 | 160 |  | 64 | 3 | 70 |  |  |  | 0 | 0 | 0 | 4 |  | 0
|  |  | NANDED RURAL II | S444 | 20 | 4 | 0 |  | 1 | 0 | 24 | 98 | 0 | 98 |  | 0 | 0 | 0 |  |  |  | 0 | 0 | 0 | 0 |  | 0
|  |  | Osmannagar Rural | 4463 | 22 | 12 | 2 |  | 11 | 0 | 36 | 0 | 0 | 0 | 2 | 0 | 0 | 0 |  |  |  | 0 | 0 | 0 | 0 |  | 0
|  |  | PETHWADAJ | 4474 |  | 25 | 1 |  |  | 0 | 26 | 0 | 1 | 1 |  | 0 | 0 | 0 |  |  |  | 0 | 0 | 0 | 0 |  | 0
|  |  | Sonkhed Rural Se | 4467 | 63 |  | 1 |  | 6 | 0 | 64 | 20 | 25 | 45 |  | 0 | 0 | 0 |  |  |  | 0 | 0 | 0 | 1 |  | 0
|  | DIVISION TOTAL |  |  | 1000 | 358 | 23 | 0 | 36 | 0 | 1381 | 447 | 197 | 644 | 6 | 68 | 5 | 70 | 0 | 0 | 0 | 0 | 0 | 0 | 13 | 0 | 0
| CIRCLE TOTAL |  |  |  | 5092 | 1940 | 248 | 132 | 1740 | 376 | 7656 | 1714 | 615 | 2329 | 32 | 369 | 465 | 765 | 315 | 0 | 0 | 0 | 0 | 34 | 162 | 0 | 0
| PARBHANI CIRCLE | Parbhani Circle | Com.Str.Parbhani | W231 |  |  | 0 |  | 9107 | 0 | 0 | 0 | 0 | 0 |  | 0 | 0 | 0 |  |  |  | 0 | 0 | 0 | 0 |  | 0
|  |  | Parbhani Circle | C635 |  |  | 0 |  |  | 0 | 0 | 0 | 0 | 0 |  | 0 | 0 | 0 |  |  |  | 0 | 0 | 0 | 51 |  | 0
|  | PARBHANI DIVISION - I | DAITHANA | 4392 | 5 | 42 | 0 |  | 18 | 0 | 47 | 17 | 0 | 17 |  | 0 | 0 | 0 |  |  |  | 0 | 0 | 0 | 0 |  | 0
|  |  | MIDC ZONE 5 | 4385 | 11 | 140 | 0 |  | 5 | 0 | 151 | 22 | 98 | 120 | 4 | 0 | 0 | 0 |  |  |  | 0 | 0 | 0 | 0 |  | 0
|  |  | NATRAJ RANGMANDR | 4384 | 91 | 210 | 0 |  | 9 | 0 | 301 | 9 | 2 | 11 | 2 | 0 | 0 | 0 |  |  |  | 0 | 0 | 0 | 0 |  | 0
|  |  | NEW MONDHA | 4381 | 53 | 32 | 0 |  | 3 | 0 | 85 | 7 | 0 | 7 | 7 | 0 | 2 | 0 |  |  |  | 0 | 0 | 0 | 0 |  | 0
|  |  | PARBHANI (R) S/D | S439 |  |  | 0 |  | 52 | 0 | 0 | 283 | 0 | 283 | 5 | 0 | 0 | 0 |  |  |  | 0 | 0 | 3 | 0 |  | 0
|  |  | PARBHANI (U) S/D | S438 |  | 313 | 0 |  |  | 0 | 313 | 100 | 3 | 103 |  | 0 | 0 | 0 |  |  |  | 0 | 146 | 0 | 0 |  | 0
|  |  | Parbhani Div | D231 | 480 | 921 | 514 |  | 1927 | 0 | 1915 | 301 | 2 | 303 | 2 | 0 | 0 | 0 |  |  |  | 0 | 0 | 26 | 25 |  | 0
|  |  | PARBHANI R-I UNI | 4391 | 2 | 189 | 58 |  | 30 | 0 | 249 | 16 | 12 | 28 | 1 | 0 | 0 | 0 |  |  |  | 0 | 0 | 0 | 0 |  | 0
|  |  | PARBHANI R-II UN | 4393 | 101 | 81 | 0 |  | 46 | 0 | 182 | 20 | 0 | 20 |  | 0 | 0 | 0 |  |  |  | 0 | 0 | 0 | 0 |  | 0
|  |  | PATHRI (R) S-DN | S557 |  | 264 | 0 |  | 316 | 0 | 264 | 50 | 0 | 50 |  | 0 | 0 | 0 |  |  |  | 0 | 0 | 2 | 0 |  | 0
|  |  | PATHRI R2 UNIT | 5572 |  | 128 | 0 |  | 215 | 0 | 128 | 55 | 0 | 55 |  | 0 | 0 | 0 |  |  |  | 0 | 0 | 0 | 0 |  | 0
|  |  | PATHRI URBAN | 5571 |  | 547 | 0 |  | 1129 | 0 | 547 | 68 | 0 | 68 | 1 | 0 | 0 | 0 |  |  |  | 0 | 0 | 0 | 0 |  | 0
|  |  | PRIMISSES | 4383 | 58 | 240 | 0 |  | 16 | 0 | 298 | 11 | 1 | 12 | 2 | 0 | 0 | 0 |  |  |  | 0 | 0 | 0 | 0 |  | 0
|  |  | PURNA (R) S/DN | S558 |  | 631 | 0 |  | 58 | 0 | 631 | 94 | 0 | 94 | 1 | 0 | 0 | 0 |  |  |  | 0 | 0 | 0 | 0 |  | 0
|  |  | purna rural | 5582 | 10 | 48 | 0 |  | 77 | 0 | 58 | 124 | 0 | 124 |  | 0 | 0 | 0 |  |  |  | 0 | 0 | 0 | 0 |  | 0
|  |  | PURNA RURAL-II | 5583 | 22 | 87 | 0 |  | 70 | 0 | 109 | 70 | 0 | 70 |  | 0 | 0 | 0 |  |  |  | 0 | 0 | 0 | 0 |  | 0
|  |  | PURNA(U) | 5581 | 37 | 25 | 0 |  | 103 | 0 | 62 | 11 | 0 | 11 |  | 0 | 0 | 0 |  |  |  | 0 | 0 | 0 | 0 |  | 0
|  |  | SUPER MARKET | 4382 | 38 | 479 | 0 |  | 6 | 0 | 517 | 12 | 1 | 13 |  | 1 | 0 | 0 |  |  |  | 0 | 0 | 0 | 0 |  | 0
|  |  | ZARI UNIT | 4394 | 67 | 758 | 428 |  | 77 | 0 | 1253 | 17 | 0 | 17 |  | 0 | 0 | 0 |  |  |  | 0 | 0 | 0 | 0 |  | 0
|  | DIVISION TOTAL |  |  | 975 | 5135 | 1000 | 0 | 4157 | 0 | 7110 | 1287 | 119 | 1406 | 25 | 1 | 2 | 0 | 0 | 0 | 0 | 0 | 146 | 31 | 25 | 0 | 0
|  | PARBHANI DIVISION - II | BAMNI | 4528 | 1 | 13 | 0 |  | 17 | 0 | 14 | 5 | 1 | 6 |  | 0 | 0 | 0 |  |  |  | 0 | 0 | 0 | 0 |  | 0
|  |  | BHOGAON | 4527 | 11 | 93 | 0 |  | 15 | 0 | 104 | 3 | 1 | 4 |  | 0 | 0 | 0 |  |  |  | 0 | 0 | 0 | 0 |  | 0
|  |  | Com.Str.Parbhani | W231 |  |  | 0 |  | 2226 | 0 | 0 | 0 | 0 | 0 |  | 0 | 0 | 0 |  |  |  | 0 | 0 | 0 | 0 |  | 0
|  |  | GANGAKHED (R) S/ | S440 | 820 | 3 | 0 |  | 21 | 0 | 823 | 30 | 0 | 30 |  | 11 | 7 | 0 |  |  |  | 0 | 0 | 0 | 0 |  | 0
|  |  | GANGAKHED R-I | 4402 | 198 | 1 | 0 |  | 6 | 0 | 199 | 4 | 0 | 4 |  | 0 | 0 | 0 |  |  |  | 0 | 0 | 0 | 0 |  | 0
|  |  | GANGAKHED R-II | 4403 | 431 | 8 | 0 |  | 5 | 0 | 439 | 0 | 2 | 2 |  | 0 | 0 | 0 |  |  |  | 0 | 0 | 0 | 0 |  | 0
|  |  | GANGAKHED URBAN | 4401 | 172 | 106 | 0 |  | 36 | 0 | 278 | 1 | 0 | 1 |  | 1 | 0 | 0 |  |  |  | 0 | 0 | 0 | 0 |  | 0
|  |  | JINTUR (R) S/DN | S452 | 1301 | 159 | 0 |  | 1 | 0 | 1460 | 77 | 0 | 77 | 2 | 0 | 0 | 0 |  |  |  | 0 | 0 | 0 | 0 |  | 0
|  |  | JINTUR RURAL-I | 4522 | 3 | 56 | 0 |  | 32 | 0 | 59 | 8 | 0 | 8 | 1 | 0 | 0 | 0 |  |  |  | 0 | 0 | 0 | 0 |  | 0
|  |  | JINTUR RURAL-II | 4524 | 19 | 144 | 0 |  | 6 | 0 | 163 | 12 | 5 | 17 |  | 0 | 0 | 0 |  |  |  | 0 | 0 | 0 | 0 |  | 0
|  |  | JINTUR URBAN | 4521 |  | 142 | 0 |  | 16 | 0 | 142 | 21 | 0 | 21 |  | 0 | 0 | 0 |  |  |  | 0 | 0 | 0 | 0 |  | 0
|  |  | MANWAT RURAL-I | 8012 | 79 | 29 | 0 |  | 32 | 0 | 108 | 48 | 0 | 48 |  | 0 | 0 | 0 |  |  |  | 0 | 0 | 0 | 0 |  | 0
|  |  | MANWAT RURAL-II | 8014 | 20 | 15 | 0 |  | 3 | 0 | 35 | 62 | 0 | 62 |  | 0 | 0 | 0 |  |  |  | 0 | 0 | 0 | 0 |  | 0
|  |  | MANWAT SUB-DIVIS | S801 | 960 |  | 0 |  | 34 | 0 | 960 | 91 | 0 | 91 |  | 0 | 0 | 0 |  |  |  | 0 | 0 | 0 | 0 |  | 0
|  |  | MANWAT URBAN | 8011 | 24 | 5 | 0 |  | 63 | 0 | 29 | 6 | 0 | 6 |  | 0 | 0 | 0 |  |  |  | 0 | 0 | 0 | 0 |  | 0
|  |  | PALAM R1 | 8001 | 1 | 61 | 0 |  | 4 | 0 | 62 | 3 | 0 | 3 | 3 | 0 | 0 | 0 |  |  |  | 0 | 0 | 0 | 0 |  | 0
|  |  | PALAM RII | 8002 |  | 21 | 0 |  | 5 | 0 | 21 | 1 | 0 | 1 |  | 0 | 0 | 0 |  |  |  | 0 | 0 | 0 | 0 |  | 0
|  |  | PALAM SUB-DIVISI | S800 |  | 301 | 0 |  | 400 | 0 | 301 | 41 | 0 | 41 | 1 | 0 | 0 | 0 |  |  |  | 0 | 4 | 0 | 0 |  | 0
|  |  | PARBHANI DIV II | D232 | 320 | 59 | 0 |  | 4 | 0 | 379 | 401 | 0 | 401 |  | 0 | 0 | 0 |  |  |  | 0 | 0 | 0 | 0 |  | 0
|  |  | SAILU (R) S/D | S441 |  | 12 | 0 |  |  | 0 | 12 | 20 | 0 | 20 | 4 | 0 | 0 | 0 |  |  |  | 0 | 0 | 0 | 0 |  | 0
|  |  | SAILU RURAL-I | 4415 | 56 | 87 | 4 |  | 14 | 0 | 147 | 11 | 0 | 11 | 1 | 0 | 0 | 0 |  |  |  | 0 | 0 | 0 | 0 |  | 0
|  |  | SAILU RURAL-II | 4413 | 49 | 90 | 18 |  |  | 0 | 157 | 3 | 0 | 3 | 2 | 0 | 0 | 0 |  |  |  | 0 | 0 | 0 | 0 |  | 0
|  |  | selu urban | 4411 | 791 | 38 | 26 |  | 3 | 0 | 855 | 8 | 0 | 8 | 2 | 0 | 0 | 0 |  |  |  | 0 | 0 | 0 | 0 |  | 0
|  |  | sonpeth | 7991 |  |  | 0 |  | 219 | 0 | 0 | 73 | 0 | 73 | 1 | 0 | 0 | 0 |  |  |  | 0 | 0 | 0 | 0 |  | 0
|  |  | SONPETH RURAL | 7992 |  | 379 | 0 |  | 196 | 0 | 379 | 6 | 0 | 6 | 1 | 0 | 0 | 0 |  |  |  | 0 | 0 | 0 | 0 |  | 0
|  |  | SONPETH SUB-DIVI | S799 |  |  | 0 |  | 614 | 0 | 0 | 95 | 0 | 95 |  | 0 | 0 | 0 |  |  |  | 0 | 0 | 0 | 0 |  | 0
|  | DIVISION TOTAL |  |  | 5256 | 1822 | 48 | 0 | 3972 | 0 | 7126 | 1030 | 9 | 1039 | 18 | 12 | 7 | 0 | 0 | 0 | 0 | 0 | 4 | 0 | 0 | 0 | 0
| CIRCLE TOTAL |  |  |  | 6231 | 6957 | 1048 | 0 | 17236 | 0 | 14236 | 2317 | 128 | 2445 | 43 | 13 | 9 | 0 | 0 | 0 | 0 | 0 | 150 | 31 | 76 | 0 | 0
ZONE TOTAL |  |  |  |  | 20828 | 12800 | 1431 | 275 | 21449 | 387 | 35446 | 4726 | 1207 | 5933 | 106 | 382 | 524 | 1122 | 315 | 3 | 0 | 3 | 161 | 65 | 254 | 0 | 0
JALGAON ZONE | DHULE CIRCLE | Dhule Circle | Cmn Str Aurbd | W224 |  |  | 0 |  |  | 0 | 0 | 0 | 0 | 0 | 2 | 0 | 0 | 0 |  |  |  | 0 | 0 | 0 | 0 |  | 0
|  |  | Dhule Circle | C580 |  |  | 0 |  |  | 0 | 0 | 0 | 0 | 0 |  | 0 | 0 | 0 |  |  |  | 0 | 0 | 20 | 60 |  | 0
|  |  | Dhule Test | T580 |  |  | 0 |  |  | 0 | 0 | 0 | 0 | 0 |  | 0 | 0 | 0 |  |  |  | 0 | 0 | 8 | 58 |  | 0
|  | Dhule CC O&M Rural Division | Arvi | 2137 | 1 |  | 0 |  |  | 0 | 1 | 12 | 1 | 13 |  | 0 | 0 | 0 |  |  |  | 0 | 0 | 0 | 0 |  | 0
|  |  | BorVihir | 2139 |  |  | 0 |  |  | 0 | 0 | 4 | 0 | 4 |  | 0 | 0 | 0 |  |  |  | 0 | 0 | 0 | 0 |  | 0
|  |  | CHHADAWEL | 2125 | 101 |  | 0 |  |  | 0 | 101 | 17 | 0 | 17 |  | 2 | 0 | 0 |  |  |  | 0 | 0 | 0 | 0 |  | 0
|  |  | CHHAIL | 2116 |  |  | 0 |  |  | 0 | 0 | 13 | 0 | 13 |  | 1 | 0 | 0 |  |  |  | 0 | 0 | 0 | 0 |  | 0
|  |  | DAHIWEL | 2124 | 53 |  | 0 |  |  | 0 | 53 | 56 | 0 | 56 |  | 0 | 0 | 0 |  |  |  | 0 | 0 | 0 | 0 |  | 0
|  |  | Deur | 2133 | 9 |  | 0 |  |  | 0 | 9 | 0 | 0 | 0 |  | 0 | 0 | 0 |  |  |  | 0 | 0 | 0 | 0 |  | 0
|  |  | DHULE (R) | S213 | 200 |  | 0 |  |  | 0 | 200 | 113 | 0 | 113 |  | 0 | 0 | 0 |  |  |  | 0 | 0 | 0 | 0 |  | 0
|  |  | Dhule CC O&M R D | D581 |  |  | 0 |  |  | 0 | 0 | 319 | 0 | 319 | 1 | 15 | 0 | 0 |  |  |  | 0 | 0 | 0 | 8 |  | 0
|  |  | KASARE | 2115 | 18 | 1 | 0 |  |  | 0 | 19 | 13 | 0 | 13 |  | 0 | 0 | 0 |  |  |  | 0 | 0 | 0 | 0 |  | 0
|  |  | Khede | 2135 | 4 | 1 | 0 |  |  | 0 | 5 | 11 | 0 | 11 |  | 0 | 29 | 0 |  |  |  | 0 | 0 | 0 | 0 |  | 0
|  |  | KUDASHI | 2113 | 40 |  | 0 |  |  | 0 | 40 | 7 | 0 | 7 |  | 0 | 0 | 0 |  |  |  | 0 | 0 | 0 | 0 |  | 0
|  |  | Kusumba | 2134 |  |  | 0 |  |  | 0 | 0 | 7 | 0 | 7 |  | 0 | 0 | 0 |  |  |  | 0 | 0 | 0 | 0 |  | 0
|  |  | MAHASDI | 2117 |  |  | 0 |  |  | 0 | 0 | 11 | 0 | 11 |  | 0 | 0 | 0 |  |  |  | 0 | 0 | 0 | 0 |  | 0
|  |  | Mukti | 2136 |  |  | 0 |  |  | 0 | 0 | 8 | 0 | 8 |  | 0 | 0 | 0 |  |  |  | 0 | 0 | 0 | 0 |  | 0
|  |  | Ner I | 2131 | 10 |  | 0 |  |  | 0 | 10 | 8 | 0 | 8 |  | 0 | 0 | 0 |  |  |  | 0 | 0 | 0 | 0 |  | 0
|  |  | Ner II | 2132 | 1 |  | 0 |  |  | 0 | 1 | 3 | 0 | 3 |  | 0 | 0 | 0 |  |  |  | 0 | 0 | 0 | 0 |  | 0
|  |  | NIJAMAPUR | 2123 | 157 |  | 0 |  |  | 0 | 157 | 0 | 0 | 0 |  | 0 | 0 | 0 |  |  |  | 0 | 0 | 0 | 0 |  | 0
|  |  | PIMPALNER | S211 |  |  | 0 |  |  | 0 | 0 | 84 | 0 | 84 |  | 0 | 0 | 0 |  |  |  | 0 | 0 | 0 | 0 |  | 0
|  |  | PIMPALNER RURAL | 2112 | 3 |  | 0 |  |  | 0 | 3 | 7 | 0 | 7 |  | 0 | 0 | 0 |  |  |  | 0 | 0 | 0 | 0 |  | 0
|  |  | PIMPALNER URBAN | 2111 | 41 |  | 0 |  |  | 0 | 41 | 0 | 0 | 0 |  | 0 | 0 | 0 |  |  |  | 0 | 0 | 0 | 0 |  | 0
|  |  | SAKRI S/DN | S212 | 100 |  | 0 |  |  | 0 | 100 | 131 | 0 | 131 |  | 1 | 0 | 0 |  |  |  | 0 | 0 | 0 | 0 |  | 0
|  |  | Sakri(R) | 2122 | 49 |  | 0 |  |  | 0 | 49 | 0 | 0 | 0 |  | 0 | 0 | 0 |  |  |  | 0 | 0 | 0 | 0 |  | 0
|  |  | SAKRI(U) | 2121 | 20 | 1 | 2 |  |  | 0 | 23 | 1 | 0 | 1 |  | 2 | 0 | 0 |  |  |  | 0 | 0 | 0 | 0 |  | 0
|  |  | SAMODE | 2114 | 4 |  | 0 |  |  | 0 | 4 | 5 | 0 | 5 |  | 1 | 0 | 0 |  |  |  | 0 | 0 | 0 | 0 |  | 0
|  |  | SHEWALI | 2126 | 3 |  | 0 |  |  | 0 | 3 | 19 | 0 | 19 |  | 0 | 0 | 0 |  |  |  | 0 | 0 | 0 | 0 |  | 0
|  |  | Shirud | 2138 |  |  | 0 |  |  | 0 | 0 | 8 | 0 | 8 |  | 0 | 0 | 0 |  |  |  | 0 | 0 | 0 | 0 |  | 0
|  | DIVISION TOTAL |  |  | 814 | 3 | 2 | 0 | 0 | 0 | 819 | 857 | 1 | 858 | 1 | 22 | 29 | 0 | 0 | 0 | 0 | 0 | 0 | 0 | 8 | 0 | 0
|  | Dhule UCR Division | BETAWAD | 2164 |  | 2 | 0 |  |  | 0 | 2 | 1 | 0 | 1 |  | 0 | 0 | 0 |  |  |  | 0 | 0 | 0 | 2 |  | 0
|  |  | BORIS | 4673 | 6 | 5 | 0 |  |  | 0 | 11 | 1 | 0 | 1 |  | 0 | 40 | 0 |  |  |  | 0 | 0 | 0 | 0 |  | 0
|  |  | CC O&M DHULE | S467 | 106 |  | 0 |  |  | 0 | 106 | 114 | 0 | 114 | 4 | 0 | 0 | 0 |  |  |  | 0 | 0 | 0 | 10 |  | 0
|  |  | DEOPUR | S215 | 51 |  | 0 |  |  | 0 | 51 | 105 | 3 | 108 |  | 0 | 4 | 0 |  |  |  | 0 | 0 | 0 | 0 |  | 0
|  |  | DHULE (U-I) | S214 | 50 |  | 0 |  |  | 0 | 50 | 35 | 0 | 35 |  | 0 | 0 | 0 |  |  |  | 0 | 0 | 0 | 0 |  | 0
|  |  | Dhule UCR Div | D582 | 470 |  | 0 |  | 12 | 0 | 470 | 385 | 0 | 385 |  | 0 | 0 | 0 |  |  |  | 0 | 0 | 0 | 0 |  | 0
|  |  | FAGANA | 4677 | 6 | 8 | 0 |  |  | 0 | 14 | 4 | 0 | 4 |  | 0 | 0 | 0 |  |  |  | 0 | 0 | 0 | 0 |  | 0
|  |  | GONDUR | 4676 | 4 | 6 | 0 |  |  | 0 | 10 | 5 | 1 | 6 |  | 0 | 0 | 0 |  |  |  | 0 | 0 | 0 | 0 |  | 0
|  |  | KAPADNE | 4674 |  |  | 0 |  |  | 0 | 0 | 11 | 0 | 11 |  | 0 | 0 | 0 |  |  |  | 0 | 0 | 0 | 0 |  | 0
|  |  | Lalbag | 2141 | 1 | 4 | 0 |  |  | 0 | 5 | 3 | 0 | 3 |  | 0 | 0 | 0 |  |  |  | 0 | 0 | 0 | 0 |  | 0
|  |  | MIDC | 2145 |  |  | 0 |  | 1 | 0 | 0 | 12 | 1 | 13 | 13 | 0 | 1 | 0 |  |  |  | 0 | 0 | 0 | 0 |  | 0
|  |  | moglai | 2144 | 2 | 1 | 0 |  |  | 1 | 4 | 7 | 0 | 7 |  | 0 | 0 | 0 |  |  |  | 0 | 0 | 0 | 0 |  | 0
|  |  | NAGAON | 4675 | 100 |  | 1 |  |  | 0 | 101 | 2 | 0 | 2 |  | 0 | 0 | 0 |  |  |  | 0 | 0 | 0 | 0 |  | 0
|  |  | NARDANA | S216 | 200 |  | 0 |  |  | 0 | 200 | 5 | 0 | 5 | 2 | 0 | 0 | 0 |  |  |  | 0 | 0 | 0 | 0 |  | 0
|  |  | NARDANA I | 2161 |  |  | 0 |  |  | 0 | 0 | 0 | 0 | 0 | 2 | 0 | 0 | 0 |  |  |  | 0 | 0 | 0 | 0 |  | 0
|  |  | NARDANA II | 2162 | 1 |  | 0 |  |  | 0 | 1 | 8 | 0 | 8 |  | 0 | 0 | 0 |  |  |  | 0 | 0 | 0 | 3 |  | 0
|  |  | NAVALNAGAR | 4678 |  | 2 | 0 |  |  | 0 | 2 | 0 | 0 | 0 |  | 0 | 0 | 0 |  |  |  | 0 | 0 | 0 | 0 |  | 0
|  |  | PANCHWATI | 2153 | 4 | 4 | 0 |  |  | 0 | 8 | 6 | 0 | 6 |  | 0 | 0 | 0 |  |  |  | 0 | 0 | 0 | 0 |  | 0
|  |  | PAROLA ROAD | 2154 | 1 |  | 0 |  |  | 0 | 1 | 6 | 0 | 6 |  | 0 | 1 | 0 |  |  |  | 0 | 0 | 0 | 0 |  | 0
|  |  | Power House | 2143 |  | 2 | 1 |  |  | 0 | 3 | 1 | 0 | 1 |  | 0 | 0 | 0 |  |  |  | 0 | 0 | 0 | 0 |  | 0
|  |  | ramwadi | 2142 | 5 |  | 3 |  | 4 | 0 | 8 | 11 | 0 | 11 |  | 0 | 0 | 0 |  |  |  | 0 | 0 | 0 | 0 |  | 0
|  |  | R-II | 4672 |  | 1 | 0 |  | 1 | 0 | 1 | 2 | 0 | 2 |  | 0 | 0 | 0 |  |  |  | 0 | 0 | 0 | 0 |  | 0
|  |  | SONGIR | 2165 | 4 |  | 0 |  |  | 0 | 4 | 21 | 0 | 21 |  | 0 | 0 | 0 |  |  |  | 0 | 0 | 0 | 0 |  | 0
|  |  | TULSHIRAM NAGAR | 2151 |  |  | 1 |  |  | 0 | 1 | 5 | 0 | 5 |  | 0 | 0 | 0 |  |  |  | 0 | 0 | 0 | 0 |  | 0
|  |  | VARSHI | 2163 | 1 |  | 0 |  |  | 0 | 1 | 10 | 2 | 12 |  | 0 | 0 | 0 |  |  |  | 0 | 0 | 0 | 3 |  | 0
|  |  | VIDYANAGARI | 2152 | 30 | 1 | 0 |  |  | 0 | 31 | 9 | 1 | 10 |  | 0 | 0 | 0 |  |  |  | 0 | 0 | 0 | 0 |  | 0
|  | DIVISION TOTAL |  |  | 1042 | 36 | 6 | 0 | 18 | 1 | 1085 | 769 | 8 | 777 | 21 | 0 | 46 | 0 | 0 | 0 | 0 | 0 | 0 | 0 | 18 | 0 | 0
|  | Dondaicha Division | Arthe | 2225 | 6 |  | 0 |  |  | 0 | 6 | 0 | 0 | 0 |  | 0 | 0 | 0 |  |  |  | 0 | 0 | 0 | 0 |  | 0
|  |  | Bhorkheda | 2181 | 249 |  | 0 |  |  | 0 | 249 | 9 | 0 | 9 |  | 0 | 0 | 0 |  |  |  | 0 | 0 | 0 | 0 |  | 0
|  |  | Boradi | 2226 |  |  | 0 |  | 3 | 0 | 0 | 7 | 0 | 7 |  | 0 | 0 | 0 |  |  |  | 0 | 0 | 0 | 0 |  | 0
|  |  | BRAMHANE KASHYA | 2214 | 9 | 4 | 0 |  |  | 0 | 13 | 4 | 0 | 4 |  | 0 | 0 | 0 |  |  |  | 0 | 0 | 0 | 0 |  | 0
|  |  | CHIMTHANE-I | 2215 | 8 | 1 | 0 |  |  | 0 | 9 | 0 | 0 | 0 |  | 0 | 0 | 0 |  |  |  | 0 | 0 | 0 | 0 |  | 0
|  |  | CHIMTHANE-II | 2218 | 1 | 1 | 0 |  |  | 0 | 2 | 0 | 0 | 0 |  | 0 | 0 | 0 |  |  |  | 0 | 0 | 0 | 0 |  | 0
|  |  | DONDAICHA | S217 | 8 |  | 0 |  |  | 0 | 8 | 10 | 0 | 10 |  | 0 | 0 | 0 |  |  |  | 0 | 0 | 0 | 0 |  | 0
|  |  | Dondaicha Div | D583 |  |  | 0 |  |  | 0 | 0 | 80 | 0 | 80 | 2 | 0 | 0 | 0 |  |  |  | 0 | 0 | 0 | 0 |  | 0
|  |  | dondaicha rural | 2173 | 81 |  | 0 |  |  | 0 | 81 | 16 | 1 | 17 |  | 0 | 0 | 0 |  |  |  | 0 | 0 | 0 | 0 |  | 0
|  |  | Dondaicha U-I | 2171 | 5 |  | 0 |  |  | 0 | 5 | 7 | 0 | 7 |  | 0 | 0 | 0 |  |  |  | 0 | 0 | 0 | 0 |  | 0
|  |  | DONDAICHA U-II | 2172 | 13 |  | 0 |  |  | 0 | 13 | 21 | 0 | 21 |  | 0 | 0 | 0 |  |  |  | 0 | 0 | 0 | 0 |  | 0
|  |  | Holnanthe | 2183 |  |  | 0 |  |  | 0 | 0 | 12 | 0 | 12 |  | 0 | 0 | 0 |  |  |  | 0 | 0 | 0 | 0 |  | 0
|  |  | Malpur-I | 2174 |  |  | 0 |  |  | 0 | 0 | 6 | 0 | 6 |  | 0 | 0 | 0 |  |  |  | 0 | 0 | 0 | 0 |  | 0
|  |  | MALPUR-II | 2175 | 29 |  | 0 |  |  | 0 | 29 | 15 | 1 | 16 |  | 0 | 0 | 0 |  |  |  | 0 | 0 | 0 | 0 |  | 0
|  |  | SHINDKHEDA | S221 |  |  | 0 |  |  | 0 | 0 | 0 | 0 | 0 | 8 | 0 | 0 | 0 |  |  |  | 0 | 0 | 0 | 0 |  | 0
|  |  | SHINDKHEDA RURAL | 2212 | 6 | 1 | 0 |  |  | 0 | 7 | 18 | 0 | 18 |  | 0 | 0 | 0 |  |  |  | 0 | 0 | 0 | 0 |  | 0
|  |  | SHINDKHEDA URBAN | 2211 | 3 | 5 | 0 |  |  | 0 | 8 | 2 | 0 | 2 |  | 0 | 0 | 0 |  |  |  | 0 | 0 | 0 | 0 |  | 0
|  |  | Shirpur (U) - 1 | 2221 | 7 |  | 2 |  |  | 0 | 9 | 5 | 0 | 5 |  | 2 | 0 | 0 |  |  |  | 0 | 0 | 0 | 0 |  | 0
|  |  | Shirpur (U) - 2 | 2222 | 4 | 3 | 1 |  |  | 0 | 8 | 1 | 0 | 1 |  | 1 | 0 | 0 |  |  |  | 0 | 0 | 0 | 0 |  | 0
|  |  | Shirpur R I | 2186 | 3 | 7 | 3 |  |  | 0 | 13 | 16 | 0 | 16 |  | 0 | 0 | 0 |  |  |  | 0 | 0 | 0 | 0 |  | 0
|  |  | Shirpur R II | 2184 | 101 | 1 | 0 |  |  | 0 | 102 | 9 | 0 | 9 |  | 0 | 0 | 0 |  |  |  | 0 | 0 | 0 | 0 |  | 0
|  |  | SHIRPUR-I | S222 | 1 |  | 0 |  |  | 0 | 1 | 72 | 0 | 72 |  | 1 | 0 | 0 |  |  |  | 0 | 0 | 0 | 0 |  | 0
|  |  | SHIRPUR-II | S218 |  |  | 0 |  |  | 0 | 0 | 35 | 0 | 35 |  | 1 | 0 | 0 |  |  |  | 0 | 0 | 0 | 0 |  | 0
|  |  | Sule | 2182 | 8 | 1 | 0 |  |  | 0 | 9 | 9 | 0 | 9 |  | 0 | 0 | 0 |  |  |  | 0 | 0 | 0 | 0 |  | 0
|  |  | Thalner | 2185 | 5 |  | 0 |  |  | 0 | 5 | 4 | 0 | 4 |  | 0 | 0 | 0 |  |  |  | 0 | 0 | 0 | 0 |  | 0
|  |  | Varul | 2224 | 1 |  | 0 |  |  | 0 | 1 | 3 | 0 | 3 |  | 0 | 0 | 0 |  |  |  | 0 | 0 | 0 | 0 |  | 0
|  |  | VIRVEL | 2213 | 9 | 6 | 0 |  |  | 0 | 15 | 68 | 3 | 71 |  | 0 | 0 | 0 |  |  |  | 0 | 0 | 0 | 0 |  | 0
|  |  | WADI | 2223 | 5 | 1 | 0 |  |  | 0 | 6 | 9 | 0 | 9 |  | 0 | 0 | 0 |  |  |  | 0 | 0 | 0 | 0 |  | 0
|  | DIVISION TOTAL |  |  | 562 | 31 | 6 | 0 | 3 | 0 | 599 | 438 | 5 | 443 | 10 | 5 | 0 | 0 | 0 | 0 | 0 | 0 | 0 | 0 | 0 | 0 | 0
| CIRCLE TOTAL |  |  |  | 2418 | 70 | 14 | 0 | 21 | 1 | 2503 | 2064 | 14 | 2078 | 34 | 27 | 75 | 0 | 0 | 0 | 0 | 0 | 0 | 28 | 144 | 0 | 0
| JALGAON CIRCLE | Jalgaon Circle | Cmn Str Aurbd | W224 |  |  | 0 |  |  | 0 | 0 | 0 | 0 | 0 | 2 | 0 | 0 | 0 |  |  |  | 0 | 0 | 0 | 20 |  | 0
|  |  | com. Str. Nashik | W041 |  |  | 0 |  |  | 0 | 0 | 0 | 0 | 0 |  | 0 | 0 | 0 |  |  |  | 0 | 0 | 0 | 3 |  | 0
|  |  | Jalgaon Circle | C590 |  |  | 0 |  |  | 0 | 0 | 0 | 0 | 0 |  | 0 | 0 | 0 |  |  |  | 0 | 0 | 0 | 40 |  | 0
|  |  | Jalgaon Tesing | T590 |  |  | 0 |  |  | 0 | 0 | 0 | 0 | 0 |  | 0 | 0 | 0 |  |  |  | 0 | 0 | 64 | 97 |  | 0
|  | BHUSAWAL UCR DIVISION | BHUSAWAL (E&M) | S226 |  |  | 0 |  |  | 0 | 0 | 41 | 0 | 41 |  | 0 | 3 | 0 |  |  |  | 0 | 0 | 0 | 0 |  | 0
|  |  | Bhusawal U&R Dn. | D621 | 3 |  | 0 |  |  | 0 | 3 | 205 | 0 | 205 | 1 | 2 | 41 | 0 |  |  |  | 50 | 24 | 0 | 0 |  | 0
|  |  | BHUSAWAL U-I S/D | S225 | 88 | 3 | 0 |  |  | 0 | 91 | 15 | 0 | 15 |  | 0 | 0 | 0 |  |  |  | 0 | 0 | 0 | 0 |  | 0
|  |  | CHORWAD | 2264 | 114 |  | 0 |  |  | 0 | 114 | 0 | 0 | 0 |  | 0 | 0 | 0 |  |  |  | 0 | 0 | 0 | 0 |  | 0
|  |  | D.S.GROUND | 2254 | 79 | 22 | 1 |  |  | 0 | 102 | 1 | 0 | 1 |  | 0 | 0 | 0 |  |  |  | 0 | 0 | 0 | 0 |  | 0
|  |  | FATTEPUR | 2293 | 80 | 1 | 1 |  | 8 | 0 | 82 | 12 | 0 | 12 |  | 0 | 0 | 0 |  |  |  | 0 | 0 | 0 | 0 |  | 0
|  |  | FEKARI | 2267 | 93 |  | 0 |  |  | 0 | 93 | 5 | 0 | 5 |  | 1 | 0 | 0 |  |  |  | 0 | 0 | 0 | 0 |  | 0
|  |  | JAMATHI | 2297 | 1 |  | 0 |  |  | 0 | 1 | 71 | 0 | 71 | 1 | 0 | 0 | 0 |  |  |  | 0 | 0 | 0 | 0 |  | 0
|  |  | JAMNER | S229 | 119 |  | 0 |  |  | 0 | 119 | 627 | 0 | 627 | 2 | 2 | 0 | 0 |  |  |  | 0 | 0 | 0 | 0 |  | 0
|  |  | JAMNER-R(I) | 2292 | 35 | 2 | 0 |  |  | 0 | 37 | 1 | 0 | 1 |  | 0 | 0 | 0 |  |  |  | 0 | 0 | 0 | 0 |  | 0
|  |  | JAMNER-R(II) | 2295 | 11 |  | 0 |  |  | 0 | 11 | 0 | 0 | 0 |  | 0 | 0 | 0 |  |  |  | 0 | 0 | 0 | 0 |  | 0
|  |  | JAMNER-U | 2291 | 36 | 5 | 0 |  |  | 0 | 41 | 12 | 0 | 12 |  | 0 | 0 | 0 |  |  |  | 0 | 0 | 0 | 0 |  | 0
|  |  | KEKAT NIMBHORA | 2296 | 4 |  | 0 |  |  | 0 | 4 | 1 | 0 | 1 |  | 0 | 0 | 0 |  |  |  | 0 | 0 | 0 | 0 |  | 0
|  |  | Kinhi | 2265 | 116 | 6 | 0 |  |  | 0 | 122 | 1 | 0 | 1 |  | 2 | 3 | 0 |  |  |  | 0 | 0 | 0 | 0 |  | 0
|  |  | KURHA PN. | 2268 | 23 | 2 | 1 |  |  | 0 | 26 | 5 | 0 | 5 |  | 0 | 0 | 0 |  |  |  | 0 | 0 | 0 | 0 |  | 0
|  |  | NACHANKHEDA | 5674 | 35 |  | 0 |  |  | 0 | 35 | 2 | 0 | 2 |  | 0 | 0 | 0 |  |  |  | 0 | 0 | 0 | 0 |  | 0
|  |  | NERI | 5673 | 2 |  | 0 |  |  | 0 | 2 | 1 | 0 | 1 |  | 1 | 0 | 0 |  |  |  | 0 | 1 | 0 | 0 |  | 0
|  |  | PAHUR | S567 | 78 |  | 0 |  | 1 | 0 | 78 | 312 | 0 | 312 |  | 0 | 14 | 0 |  |  |  | 0 | 0 | 0 | 0 |  | 0
|  |  | PAHUR I | 5671 | 31 | 2 | 0 |  |  | 0 | 33 | 6 | 0 | 6 |  | 0 | 0 | 0 |  |  |  | 0 | 0 | 0 | 0 |  | 0
|  |  | PAHUR II | 5672 |  |  | 0 |  |  | 0 | 0 | 1 | 0 | 1 |  | 0 | 0 | 0 |  |  |  | 0 | 0 | 0 | 0 |  | 0
|  |  | PROF.COLONY-BSL | 2253 | 151 | 12 | 2 |  |  | 0 | 165 | 3 | 0 | 3 |  | 0 | 0 | 0 |  |  |  | 0 | 0 | 0 | 0 |  | 0
|  |  | SAKARI | 2266 | 112 |  | 0 |  |  | 0 | 112 | 3 | 0 | 3 |  | 0 | 0 | 0 |  |  |  | 0 | 0 | 0 | 0 |  | 0
|  |  | SAKEGAON | 2261 | 78 | 1 | 0 |  |  | 0 | 79 | 0 | 0 | 0 |  | 1 | 0 | 0 |  |  |  | 0 | 0 | 0 | 0 |  | 0
|  |  | SATARA BRIDG-BSL | 2252 | 66 | 1 | 0 |  |  | 0 | 67 | 3 | 0 | 3 |  | 0 | 0 | 0 |  |  |  | 0 | 0 | 0 | 0 |  | 0
|  |  | SHELWAD | 2305 |  |  | 0 |  | 4 | 0 | 0 | 0 | 0 | 0 |  | 0 | 0 | 0 |  |  |  | 0 | 0 | 0 | 0 |  | 0
|  |  | SHENDURNI | 5676 | 62 |  | 0 |  |  | 0 | 62 | 1 | 0 | 1 |  | 0 | 0 | 0 |  |  |  | 0 | 0 | 0 | 0 |  | 0
|  |  | SHINDI | 2263 | 74 |  | 0 |  |  | 0 | 74 | 4 | 0 | 4 |  | 0 | 0 | 0 |  |  |  | 0 | 0 | 0 | 0 |  | 0
|  |  | SHIVAJI NAGR-BSL | 2251 | 79 | 2 | 0 |  |  | 0 | 81 | 1 | 0 | 1 |  | 0 | 0 | 0 |  |  |  | 0 | 0 | 0 | 0 |  | 0
|  |  | SUNASGAON | 2262 | 61 |  | 0 |  |  | 0 | 61 | 4 | 0 | 4 |  | 0 | 0 | 0 |  |  |  | 0 | 0 | 0 | 0 |  | 0
|  |  | TONDAPUR | 5675 | 56 |  | 0 |  |  | 0 | 56 | 2 | 0 | 2 |  | 0 | 0 | 0 |  |  |  | 0 | 0 | 0 | 0 |  | 0
|  |  | VADODA | 2279 |  |  | 0 |  |  | 0 | 0 | 0 | 1 | 1 |  | 0 | 0 | 0 |  |  |  | 0 | 0 | 0 | 0 |  | 0
|  |  | VARADSIM | 2269 | 66 | 1 | 0 |  |  | 0 | 67 | 2 | 0 | 2 |  | 0 | 0 | 0 |  |  |  | 0 | 0 | 0 | 0 |  | 0
|  |  | VARANGAON-R(II) | 5663 |  |  | 0 |  | 1 | 0 | 0 | 0 | 0 | 0 |  | 0 | 0 | 0 |  |  |  | 0 | 0 | 0 | 0 |  | 0
|  |  | WAKADI | 2294 | 2 |  | 0 |  |  | 0 | 2 | 64 | 0 | 64 |  | 1 | 0 | 0 |  |  |  | 0 | 0 | 0 | 0 |  | 0
|  | DIVISION TOTAL |  |  | 1755 | 60 | 5 | 0 | 14 | 0 | 1820 | 1406 | 1 | 1407 | 4 | 10 | 61 | 0 | 0 | 0 | 0 | 50 | 25 | 0 | 0 | 0 | 0
|  | Chalisgaon Division | Chalisgaon Div | D596 |  | 6 | 0 |  | 382 | 0 | 6 | 41 | 0 | 41 |  | 0 | 83 | 0 |  |  |  | 0 | 0 | 0 | 0 |  | 0
|  |  | CHALISGAON R-III | S580 | 61 |  | 0 |  | 180 | 0 | 61 | 161 | 2 | 163 |  | 0 | 0 | 0 |  |  |  | 0 | 0 | 0 | 5 |  | 0
|  |  | Chalisgaon U- 1 | 2401 | 182 | 1 | 0 |  |  | 0 | 183 | 0 | 0 | 0 |  | 0 | 0 | 0 |  |  |  | 0 | 0 | 0 | 0 |  | 0
|  |  | Chalisgaon U- 3 | 2403 | 34 | 2 | 0 |  | 62 | 0 | 36 | 0 | 3 | 3 | 1 | 0 | 0 | 0 |  |  |  | 0 | 0 | 0 | 0 |  | 0
|  |  | Chalisgaon U-2 | 2402 | 82 | 28 | 0 |  | 2 | 0 | 110 | 0 | 0 | 0 |  | 0 | 0 | 0 |  |  |  | 0 | 0 | 0 | 0 |  | 0
|  |  | CHALISGAON-R-I | S242 | 51 |  | 0 |  |  | 0 | 51 | 57 | 0 | 57 |  | 0 | 0 | 0 |  |  |  | 0 | 0 | 0 | 14 |  | 0
|  |  | CHALISGAON-R-II | S243 | 5 | 1 | 0 |  |  | 0 | 6 | 42 | 0 | 42 |  | 1 | 2 | 0 |  |  |  | 0 | 0 | 0 | 1 |  | 0
|  |  | CHALISGAON-U | S240 | 73 |  | 0 |  |  | 0 | 73 | 6 | 0 | 6 |  | 0 | 8 | 0 |  |  |  | 0 | 0 | 0 | 2 |  | 0
|  |  | CSN R1 | 2431 | 34 |  | 0 |  |  | 0 | 34 | 1 | 0 | 1 | 1 | 0 | 0 | 0 |  |  |  | 0 | 0 | 0 | 0 |  | 0
|  |  | CSN R2 | 2432 | 25 |  | 1 |  |  | 0 | 26 | 7 | 0 | 7 | 2 | 0 | 0 | 0 |  |  |  | 0 | 0 | 0 | 0 |  | 0
|  |  | GANESHPUR | 2424 | 17 |  | 1 |  |  | 0 | 18 | 1 | 0 | 1 |  | 0 | 0 | 0 |  |  |  | 0 | 0 | 0 | 0 |  | 0
|  |  | JAMADA | 5804 | 41 | 8 | 0 |  | 2 | 0 | 49 | 7 | 5 | 12 |  | 0 | 1 | 0 |  |  |  | 0 | 0 | 0 | 0 |  | 0
|  |  | KHEDGAON | 5802 | 18 | 2 | 0 |  |  | 0 | 20 | 111 | 0 | 111 |  | 0 | 0 | 0 |  |  |  | 0 | 0 | 0 | 0 |  | 0
|  |  | MEHUNBARE-I | 5801 | 31 |  | 0 |  |  | 0 | 31 | 8 | 0 | 8 |  | 0 | 0 | 0 |  |  |  | 0 | 0 | 0 | 0 |  | 0
|  |  | MEHUNBARE-II | 5803 | 26 |  | 2 |  | 1 | 0 | 28 | 6 | 1 | 7 |  | 0 | 0 | 0 |  |  |  | 0 | 0 | 0 | 0 |  | 0
|  |  | Patonda | 2433 | 45 |  | 0 |  |  | 0 | 45 | 1 | 0 | 1 |  | 0 | 0 | 0 |  |  |  | 0 | 0 | 0 | 0 |  | 0
|  |  | PILKHOD | 2423 | 59 |  | 0 |  |  | 0 | 59 | 20 | 0 | 20 |  | 0 | 0 | 0 |  |  |  | 0 | 0 | 0 | 0 |  | 0
|  |  | TAKLI | 2422 | 37 |  | 0 |  |  | 0 | 37 | 22 | 0 | 22 |  | 0 | 0 | 0 |  |  |  | 0 | 0 | 0 | 0 |  | 0
|  |  | TALEGAON-I | 2425 | 15 |  | 0 |  |  | 0 | 15 | 68 | 0 | 68 |  | 0 | 0 | 0 |  |  |  | 0 | 0 | 0 | 0 |  | 0
|  |  | TALEGAON-II | 2426 | 15 | 4 | 0 |  | 3 | 0 | 19 | 20 | 3 | 23 |  | 0 | 0 | 0 |  |  |  | 0 | 0 | 0 | 0 |  | 0
|  |  | TARWADE | 5805 | 32 | 3 | 1 |  |  | 0 | 36 | 2 | 0 | 2 |  | 0 | 0 | 0 |  |  |  | 0 | 0 | 0 | 0 |  | 0
|  |  | UMBERKHED | 2421 | 23 | 2 | 0 |  |  | 0 | 25 | 16 | 0 | 16 |  | 0 | 0 | 0 |  |  |  | 0 | 0 | 0 | 0 |  | 0
|  |  | Waghali 1 | 2435 | 5 |  | 0 |  |  | 0 | 5 | 1 | 0 | 1 |  | 0 | 0 | 0 |  |  |  | 0 | 0 | 0 | 0 |  | 0
|  |  | Waghali 2 | 2436 | 20 |  | 0 |  |  | 0 | 20 | 0 | 0 | 0 |  | 0 | 0 | 0 |  |  |  | 0 | 0 | 0 | 0 |  | 0
|  |  | WAKADI | 2434 | 14 | 2 | 0 |  | 1 | 0 | 16 | 1 | 0 | 1 |  | 0 | 0 | 0 |  |  |  | 0 | 0 | 0 | 0 |  | 0
|  | DIVISION TOTAL |  |  | 945 | 59 | 5 | 0 | 633 | 0 | 1009 | 599 | 14 | 613 | 4 | 1 | 94 | 0 | 0 | 0 | 0 | 0 | 0 | 0 | 22 | 0 | 0
|  | Dharangaon Division | ADAWAD | 2333 | 3 | 1 | 0 |  |  | 0 | 4 | 2 | 0 | 2 |  | 0 | 0 | 0 |  |  |  | 0 | 0 | 0 | 0 |  | 0
|  |  | AMALGAON | 2341 | 3 | 5 | 0 |  |  | 0 | 8 | 2 | 0 | 2 |  | 0 | 0 | 0 |  |  |  | 0 | 0 | 0 | 0 |  | 0
|  |  | AMALNER (U) S/DI | S232 | 3 | 3 | 0 |  | 1 | 0 | 6 | 16 | 0 | 16 |  | 0 | 2 | 0 |  |  |  | 0 | 0 | 0 | 0 |  | 0
|  |  | AMALNER II | 2342 |  |  | 1 |  |  | 0 | 1 | 0 | 0 | 0 |  | 0 | 0 | 0 |  |  |  | 0 | 0 | 0 | 0 |  | 0
|  |  | AMALNER RURAL I | 2323 | 1 |  | 0 |  |  | 0 | 1 | 0 | 0 | 0 |  | 0 | 0 | 0 |  |  |  | 0 | 0 | 0 | 0 |  | 0
|  |  | AMALNER URBAN I | 2321 | 8 | 2 | 0 |  |  | 0 | 10 | 4 | 0 | 4 |  | 0 | 0 | 0 |  |  |  | 0 | 0 | 0 | 0 |  | 0
|  |  | AMALNER URBAN II | 2322 | 2 | 9 | 0 |  |  | 0 | 11 | 2 | 0 | 2 |  | 11 | 107 | 0 |  |  |  | 0 | 0 | 0 | 0 |  | 0
|  |  | AMALNER-II | S234 | 20 |  | 0 |  |  | 0 | 20 | 15 | 0 | 15 |  | 0 | 0 | 0 |  |  |  | 0 | 0 | 0 | 0 |  | 0
|  |  | CHANDSAR | 2316 | 1 | 1 | 0 |  |  | 0 | 2 | 8 | 0 | 8 |  | 0 | 0 | 0 |  |  |  | 0 | 0 | 0 | 0 |  | 0
|  |  | CHOPDA I S/DN | S233 | 15 |  | 0 |  |  | 0 | 15 | 0 | 0 | 0 |  | 10 | 9 | 0 |  |  |  | 0 | 0 | 0 | 0 |  | 0
|  |  | CHOPDA(U)-I | 2331 | 41 | 31 | 0 |  |  | 0 | 72 | 5 | 0 | 5 |  | 2 | 1 | 0 |  |  |  | 0 | 0 | 0 | 0 |  | 0
|  |  | CHOPDA(U)-II | 2332 | 2 | 9 | 0 |  |  | 0 | 11 | 7 | 0 | 7 |  | 0 | 0 | 0 |  |  |  | 0 | 0 | 0 | 0 |  | 0
|  |  | CHOPDA-II S/DN | S548 |  |  | 0 |  |  | 0 | 0 | 6 | 0 | 6 |  | 0 | 0 | 0 |  |  |  | 0 | 0 | 0 | 0 |  | 0
|  |  | CHOPDA-R | 5485 |  |  | 0 |  |  | 0 | 0 | 1 | 0 | 1 |  | 0 | 0 | 0 |  |  |  | 0 | 0 | 0 | 0 |  | 0
|  |  | DAHIWAD | 2343 |  |  | 0 |  |  | 0 | 0 | 0 | 0 | 0 |  | 0 | 0 | 0 |  |  |  | 0 | 0 | 0 | 0 |  | 0
|  |  | Dhanora | 2336 | 32 | 12 | 0 |  |  | 0 | 44 | 15 | 0 | 15 |  | 0 | 0 | 0 |  |  |  | 0 | 0 | 0 | 0 |  | 0
|  |  | Dharangaon Div | D593 | 100 |  | 0 |  |  | 0 | 100 | 0 | 0 | 0 |  | 48 | 2 | 0 |  |  |  | 0 | 0 | 0 | 40 |  | 0
|  |  | DHARANGAON DIVIS | S231 |  |  | 0 |  |  | 0 | 0 | 1 | 0 | 1 |  | 0 | 0 | 0 |  |  |  | 0 | 0 | 0 | 0 |  | 0
|  |  | DHARANGAON URBAN | 2312 | 30 | 23 | 0 |  |  | 0 | 53 | 1 | 0 | 1 |  | 2 | 0 | 0 |  |  |  | 0 | 0 | 0 | 0 |  | 0
|  |  | DHEKU | 2327 | 2 |  | 0 |  |  | 0 | 2 | 0 | 0 | 0 |  | 0 | 0 | 0 |  |  |  | 0 | 0 | 0 | 0 |  | 0
|  |  | ERANDOL RURAL | 2352 | 9 | 2 | 0 |  |  | 0 | 11 | 4 | 0 | 4 |  | 0 | 1 | 0 |  |  |  | 0 | 0 | 0 | 0 |  | 0
|  |  | ERANDOL S/DIVN. | S235 | 15 |  | 0 |  |  | 0 | 15 | 0 | 0 | 0 |  | 1 | 1 | 0 |  |  |  | 0 | 0 | 0 | 0 |  | 0
|  |  | ERANDOL URBAN | 2351 | 10 | 68 | 0 |  |  | 0 | 78 | 3 | 1 | 4 |  | 0 | 0 | 0 |  |  |  | 0 | 0 | 0 | 0 |  | 0
|  |  | GHADKHAMB | 2344 |  |  | 0 |  |  | 0 | 0 | 0 | 0 | 0 |  | 0 | 0 | 0 |  |  |  | 0 | 0 | 0 | 0 |  | 0
|  |  | HATED | 5481 | 13 | 1 | 0 |  |  | 0 | 14 | 0 | 0 | 0 |  | 0 | 0 | 0 |  |  |  | 0 | 0 | 0 | 0 |  | 0
|  |  | JANVE | 2325 |  |  | 0 |  |  | 0 | 0 | 4 | 0 | 4 |  | 0 | 0 | 0 |  |  |  | 0 | 0 | 0 | 0 |  | 0
|  |  | KASODA | 2355 | 6 | 3 | 0 |  |  | 0 | 9 | 0 | 0 | 0 |  | 0 | 1 | 0 |  |  |  | 0 | 0 | 0 | 0 |  | 0
|  |  | NANDED | 2314 | 1 | 6 | 0 |  |  | 0 | 7 | 0 | 0 | 0 |  | 0 | 0 | 0 |  |  |  | 0 | 0 | 0 | 0 |  | 0
|  |  | NIMGAVHAN | 5484 |  |  | 0 |  |  | 0 | 0 | 1 | 0 | 1 |  | 0 | 0 | 0 |  |  |  | 0 | 0 | 0 | 0 |  | 0
|  |  | PALDHI | 2317 | 1 |  | 0 |  |  | 0 | 1 | 0 | 0 | 0 |  | 1 | 1 | 0 |  |  |  | 0 | 0 | 0 | 0 |  | 0
|  |  | PIMPALKOTHA | 2353 | 12 | 2 | 0 |  |  | 0 | 14 | 0 | 0 | 0 |  | 0 | 0 | 0 |  |  |  | 0 | 0 | 0 | 0 |  | 0
|  |  | PIMPRI UNIT | 2311 | 1 | 2 | 0 |  |  | 0 | 3 | 0 | 0 | 0 |  | 0 | 0 | 0 |  |  |  | 0 | 0 | 0 | 0 |  | 0
|  |  | RINGANGAON | 2354 | 21 | 1 | 0 |  |  | 0 | 22 | 1 | 0 | 1 |  | 0 | 0 | 0 |  |  |  | 0 | 0 | 0 | 0 |  | 0
|  |  | ROTWAD | 2313 | 1 | 2 | 0 |  |  | 0 | 3 | 0 | 0 | 0 |  | 0 | 0 | 0 |  |  |  | 0 | 0 | 0 | 0 |  | 0
|  |  | SALVA | 2318 |  | 4 | 0 |  |  | 0 | 4 | 0 | 0 | 0 |  | 0 | 0 | 0 |  |  |  | 0 | 0 | 0 | 0 |  | 0
|  |  | SONWAD | 2315 | 5 | 2 | 0 |  |  | 0 | 7 | 9 | 0 | 9 |  | 0 | 0 | 0 |  |  |  | 0 | 0 | 0 | 0 |  | 0
|  |  | UTTARAN | 2356 | 2 | 3 | 0 |  |  | 0 | 5 | 1 | 0 | 1 |  | 0 | 0 | 0 |  |  |  | 0 | 0 | 0 | 0 |  | 0
|  |  | VARDI | 2334 | 1 | 10 | 0 |  |  | 0 | 11 | 7 | 0 | 7 |  | 0 | 0 | 0 |  |  |  | 0 | 0 | 0 | 0 |  | 0
|  |  | WAWDA UNIT | 2324 |  |  | 0 |  |  | 0 | 0 | 2 | 0 | 2 |  | 0 | 0 | 0 |  |  |  | 0 | 0 | 0 | 0 |  | 0
|  | DIVISION TOTAL |  |  | 361 | 202 | 1 | 0 | 1 | 0 | 564 | 117 | 1 | 118 | 0 | 75 | 125 | 0 | 0 | 0 | 0 | 0 | 0 | 0 | 40 | 0 | 0
|  | Jalgaon Division | Adarshnagar | 2365 | 133 |  | 0 |  |  | 0 | 133 | 3 | 0 | 3 |  | 0 | 0 | 0 |  |  |  | 0 | 0 | 0 | 0 |  | 0
|  |  | ASODA | 2393 | 100 |  | 0 |  |  | 0 | 100 | 1 | 0 | 1 |  | 0 | 0 | 0 |  |  |  | 0 | 0 | 0 | 0 |  | 0
|  |  | BHADLI | 2387 | 100 |  | 15 |  | 1 | 0 | 115 | 1 | 0 | 1 |  | 0 | 0 | 0 |  |  |  | 0 | 0 | 0 | 0 |  | 0
|  |  |  | 2394 | 100 | 5 | 0 |  |  | 0 | 105 | 1 | 0 | 1 |  | 0 | 0 | 0 |  |  |  | 0 | 0 | 0 | 0 |  | 0
|  |  | CHICHOLI | 2386 | 136 | 29 | 0 |  | 3 | 0 | 165 | 9 | 0 | 9 | 1 | 0 | 0 | 0 |  |  |  | 0 | 0 | 0 | 0 |  | 0
|  |  | Ganesh Colony | 2378 | 39 |  | 0 |  |  | 0 | 39 | 2 | 0 | 2 |  | 0 | 0 | 0 |  |  |  | 0 | 0 | 0 | 0 |  | 0
|  |  | Jalgaon Div | D594 |  |  | 2 |  | 1 | 0 | 2 | 116 | 0 | 116 | 4 | 0 | 0 | 0 |  |  |  | 0 | 0 | 0 | 14 |  | 0
|  |  | Joshi Peth. | 2371 | 139 | 34 | 0 |  |  | 0 | 173 | 5 | 0 | 5 |  | 0 | 0 | 0 |  |  |  | 0 | 0 | 0 | 0 |  | 0
|  |  | Kanalda | 2381 | 118 | 3 | 0 |  | 1 | 0 | 121 | 5 | 0 | 5 |  | 0 | 0 | 0 |  |  |  | 0 | 0 | 0 | 0 |  | 0
|  |  | Mahabal, Jalgaon | 2363 | 130 | 4 | 0 |  | 1 | 0 | 134 | 10 | 0 | 10 |  | 0 | 0 | 0 |  |  |  | 0 | 0 | 0 | 0 |  | 0
|  |  | Mehrun, Jalgaon | 2368 | 151 | 2 | 0 |  |  | 0 | 153 | 2 | 0 | 2 |  | 0 | 0 | 0 |  |  |  | 0 | 0 | 0 | 0 |  | 0
|  |  | MHASAWAD | 2384 | 274 | 1 | 0 |  | 1 | 0 | 275 | 5 | 0 | 5 |  | 0 | 0 | 0 |  |  |  | 0 | 0 | 0 | 0 |  | 0
|  |  | MIDC-I, Jalgaon | 2366 | 64 | 15 | 0 |  | 1 | 0 | 79 | 18 | 0 | 18 |  | 0 | 0 | 0 |  |  |  | 0 | 0 | 0 | 0 |  | 0
|  |  | MIDC-II, Jalgaon | 2367 | 225 | 10 | 1 |  |  | 0 | 236 | 6 | 0 | 6 | 1 | 0 | 0 | 0 |  |  |  | 0 | 0 | 0 | 0 |  | 0
|  |  | Nashirabad S/Dn. | S239 |  |  | 0 |  |  | 0 | 0 | 2 | 0 | 2 |  | 0 | 0 | 0 |  |  |  | 0 | 0 | 0 | 0 |  | 0
|  |  | Nashirabad Urban | 2391 | 20 |  | 0 |  |  | 0 | 20 | 3 | 0 | 3 |  | 0 | 0 | 0 |  |  |  | 0 | 0 | 0 | 0 |  | 0
|  |  | NashirabadRural | 2392 | 44 | 1 | 0 |  |  | 0 | 45 | 2 | 0 | 2 |  | 0 | 0 | 0 |  |  |  | 0 | 0 | 0 | 0 |  | 0
|  |  | Navi Peth | 2373 | 61 | 3 | 0 |  |  | 0 | 64 | 6 | 0 | 6 | 1 | 0 | 0 | 0 |  |  |  | 0 | 0 | 0 | 0 |  | 0
|  |  | Pimparala 1 | 2375 | 39 | 6 | 0 |  |  | 0 | 45 | 4 | 0 | 4 |  | 0 | 0 | 0 |  |  |  | 0 | 0 | 0 | 0 |  | 0
|  |  | Pimparala-2 | 2376 | 11 | 6 | 0 |  |  | 0 | 17 | 9 | 0 | 9 |  | 0 | 0 | 0 |  |  |  | 0 | 0 | 0 | 0 |  | 0
|  |  | Power House | 2364 | 110 | 8 | 0 |  |  | 0 | 118 | 4 | 0 | 4 | 1 | 0 | 0 | 0 |  |  |  | 0 | 0 | 0 | 0 |  | 0
|  |  | Prabhat Colony | 2361 | 142 |  | 0 |  |  | 0 | 142 | 8 | 0 | 8 |  | 0 | 0 | 0 |  |  |  | 0 | 0 | 0 | 0 |  | 0
|  |  | pratap nagar | 2377 | 6 | 1 | 0 |  |  | 0 | 7 | 2 | 0 | 2 |  | 0 | 0 | 0 |  |  |  | 0 | 0 | 0 | 0 |  | 0
|  |  | R S/Dn. Jalgaon. | S238 |  |  | 0 |  |  | 0 | 0 | 2 | 0 | 2 |  | 0 | 0 | 0 |  |  |  | 0 | 0 | 0 | 0 |  | 0
|  |  | Shani Peth | 2372 | 145 | 12 | 0 |  |  | 0 | 157 | 8 | 0 | 8 |  | 0 | 0 | 0 |  |  |  | 0 | 0 | 0 | 0 |  | 0
|  |  | SHIRSOLI | 2382 | 439 | 6 | 0 |  |  | 0 | 445 | 12 | 0 | 12 | 4 | 0 | 0 | 0 |  |  |  | 0 | 0 | 0 | 0 |  | 0
|  |  | Shvaji Nagar | 2374 | 41 | 3 | 0 |  |  | 0 | 44 | 9 | 0 | 9 |  | 0 | 0 | 0 |  |  |  | 0 | 0 | 0 | 0 |  | 0
|  |  | Sindhi Colony | 2362 | 73 | 11 | 0 |  |  | 0 | 84 | 5 | 0 | 5 |  | 0 | 0 | 0 |  |  |  | 0 | 0 | 0 | 0 |  | 0
|  |  | U-I S/Dn. Jalgao | S236 |  | 4 | 0 |  |  | 0 | 4 | 0 | 0 | 0 |  | 0 | 0 | 0 |  |  |  | 0 | 0 | 0 | 0 |  | 0
|  |  | U-II S/Dn. Jalga | S237 |  |  | 0 |  |  | 0 | 0 | 10 | 0 | 10 |  | 0 | 0 | 0 |  |  |  | 0 | 0 | 0 | 0 |  | 0
|  |  | VIDGAON | 2385 |  | 34 | 5 |  | 2 | 0 | 39 | 7 | 0 | 7 |  | 0 | 0 | 0 |  |  |  | 0 | 0 | 0 | 0 |  | 0
|  |  | WAWADADA | 2383 | 150 | 2 | 0 |  |  | 0 | 152 | 8 | 0 | 8 |  | 0 | 0 | 0 |  |  |  | 0 | 0 | 0 | 0 |  | 0
|  | DIVISION TOTAL |  |  | 2990 | 200 | 23 | 0 | 11 | 0 | 3213 | 285 | 0 | 285 | 12 | 0 | 0 | 0 | 0 | 0 | 0 | 0 | 0 | 0 | 14 | 0 | 0
|  | MUKTAINAGAR DIVISION | ACHEGAON | 5665 |  | 15 | 0 |  |  | 1 | 16 | 24 | 0 | 24 |  | 0 | 0 | 0 |  |  |  | 0 | 0 | 0 | 0 |  | 0
|  |  | ANTURLI | 2275 | 227 | 29 | 0 |  |  | 0 | 256 | 0 | 0 | 0 |  | 0 | 0 | 0 |  |  |  | 0 | 0 | 0 | 0 |  | 0
|  |  | BODWAD | S230 | 53 | 14 | 0 |  |  | 0 | 67 | 2 | 0 | 2 |  | 0 | 3 | 0 |  |  |  | 0 | 0 | 0 | 0 |  | 0
|  |  | BODWAD-R(I) | 2302 | 53 | 8 | 0 |  |  | 0 | 61 | 0 | 0 | 0 |  | 0 | 1 | 0 |  |  |  | 0 | 0 | 0 | 0 |  | 0
|  |  | BODWAD-R(II) | 2303 | 44 | 6 | 0 |  |  | 0 | 50 | 0 | 0 | 0 |  | 0 | 0 | 0 |  |  |  | 0 | 0 | 0 | 0 |  | 0
|  |  | BODWAD-U | 2301 | 26 | 6 | 0 |  |  | 0 | 32 | 5 | 0 | 5 |  | 1 | 0 | 0 |  |  |  | 0 | 0 | 0 | 0 |  | 0
|  |  | CHANGGADEO | 2274 | 1 | 8 | 0 |  |  | 0 | 9 | 1 | 0 | 1 |  | 0 | 0 | 0 |  |  |  | 0 | 0 | 0 | 0 |  | 0
|  |  | EDLABAD | S227 |  |  | 0 |  |  | 0 | 0 | 0 | 0 | 0 |  | 0 | 3 | 0 |  |  |  | 0 | 0 | 0 | 0 |  | 0
|  |  | ENGAON | 2304 | 3 | 5 | 0 |  |  | 0 | 8 | 1 | 0 | 1 |  | 0 | 0 | 0 |  |  |  | 0 | 0 | 0 | 0 |  | 0
|  |  | KARKI | 2276 |  | 15 | 2 |  | 2 | 0 | 17 | 0 | 0 | 0 |  | 0 | 0 | 0 |  |  |  | 0 | 0 | 0 | 0 |  | 0
|  |  | KOLHADI | 2306 | 4 | 5 | 0 |  |  | 0 | 9 | 0 | 0 | 0 |  | 0 | 0 | 0 |  |  |  | 0 | 0 | 0 | 0 |  | 0
|  |  | Kothali | 2273 | 12 | 38 | 0 |  |  | 0 | 50 | 15 | 0 | 15 |  | 0 | 0 | 0 |  |  |  | 0 | 0 | 0 | 0 |  | 0
|  |  | Kurha | 2278 | 3 | 15 | 0 |  |  | 0 | 18 | 1 | 0 | 1 |  | 0 | 0 | 0 |  |  |  | 0 | 0 | 0 | 0 |  | 0
|  |  | MUKTAINAGAR DIVI | D620 |  |  | 0 |  | 39 | 0 | 0 | 18 | 0 | 18 | 1 | 0 | 6 | 0 |  |  |  | 0 | 0 | 0 | 0 |  | 0
|  |  | MUKTAINAGAR R | 2272 | 29 | 5 | 0 |  | 1 | 0 | 34 | 14 | 0 | 14 |  | 0 | 0 | 0 |  |  |  | 0 | 0 | 0 | 0 |  | 0
|  |  | MUKTAINAGAR U | 2271 | 19 |  | 0 |  |  | 0 | 19 | 0 | 0 | 0 |  | 0 | 1 | 0 |  |  |  | 0 | 0 | 0 | 0 |  | 0
|  |  | SHELWAD | 2305 | 58 | 6 | 0 |  |  | 0 | 64 | 0 | 0 | 0 |  | 0 | 1 | 0 |  |  |  | 0 | 0 | 0 | 0 |  | 0
|  |  | TALVEL | 5664 | 58 |  | 0 |  |  | 0 | 58 | 6 | 0 | 6 |  | 0 | 0 | 0 |  |  |  | 0 | 0 | 0 | 0 |  | 0
|  |  | UCHANDA | 2277 | 38 | 53 | 0 |  | 3 | 0 | 91 | 14 | 0 | 14 |  | 0 | 0 | 0 |  |  |  | 0 | 0 | 0 | 0 |  | 0
|  |  | VADODA | 2279 | 12 | 35 | 0 |  |  | 0 | 47 | 14 | 0 | 14 |  | 0 | 0 | 0 |  |  |  | 0 | 0 | 0 | 0 |  | 0
|  |  | VARANGAON S/DN | S566 | 20 |  | 0 |  |  | 0 | 20 | 0 | 0 | 0 |  | 0 | 0 | 0 |  |  |  | 0 | 0 | 0 | 0 |  | 0
|  |  | VARANGAON-R(I) | 5662 |  | 20 | 0 |  |  | 0 | 20 | 5 | 0 | 5 |  | 0 | 0 | 0 |  |  |  | 0 | 0 | 0 | 0 |  | 0
|  |  | VARANGAON-R(II) | 5663 | 4 | 1 | 0 |  |  | 0 | 5 | 16 | 0 | 16 |  | 0 | 1 | 0 |  |  |  | 0 | 0 | 0 | 0 |  | 0
|  |  | VARANGAON-U | 5661 | 24 | 11 | 1 |  |  | 0 | 36 | 4 | 0 | 4 |  | 0 | 0 | 0 |  |  |  | 0 | 0 | 0 | 0 |  | 0
|  | DIVISION TOTAL |  |  | 688 | 295 | 3 | 0 | 45 | 1 | 987 | 140 | 0 | 140 | 1 | 1 | 16 | 0 | 0 | 0 | 0 | 0 | 0 | 0 | 0 | 0 | 0
|  | Pachora Division | AMADADE | 5495 | 8 |  | 0 |  |  | 0 | 8 | 5 | 0 | 5 |  | 0 | 0 | 0 |  |  |  | 0 | 0 | 0 | 0 |  | 0
|  |  | BAHADARPUR | 2454 | 1 |  | 0 |  |  | 0 | 1 | 3 | 0 | 3 |  | 0 | 0 | 0 |  |  |  | 0 | 0 | 0 | 0 |  | 0
|  |  | BHADGAON | S549 | 72 |  | 0 |  |  | 0 | 72 | 16 | 0 | 16 |  | 0 | 0 | 0 |  |  |  | 0 | 0 | 0 | 0 |  | 0
|  |  | BHADGAON R1 | 5493 | 4 | 7 | 0 |  |  | 0 | 11 | 1 | 1 | 2 |  | 0 | 0 | 0 |  |  |  | 0 | 0 | 0 | 0 |  | 0
|  |  | BHADGAON R2 | 5494 | 7 |  | 0 |  |  | 0 | 7 | 1 | 2 | 3 |  | 0 | 0 | 0 |  |  |  | 0 | 0 | 0 | 0 |  | 0
|  |  | BHADGAON U 1 | 5491 | 1 |  | 0 |  |  | 0 | 1 | 0 | 5 | 5 | 1 | 0 | 0 | 0 |  |  |  | 0 | 0 | 0 | 0 |  | 0
|  |  | BHADGAON U 2 | 5492 | 9 |  | 0 |  |  | 0 | 9 | 7 | 1 | 8 |  | 0 | 0 | 0 |  |  |  | 0 | 0 | 0 | 0 |  | 0
|  |  | GONDGAON | 5497 | 100 |  | 0 |  |  | 0 | 100 | 6 | 0 | 6 |  | 0 | 0 | 0 |  |  |  | 0 | 0 | 0 | 0 |  | 0
|  |  | kajgaon | 5902 |  |  | 0 |  |  | 0 | 0 | 1 | 0 | 1 |  | 0 | 1 | 0 |  |  |  | 0 | 0 | 0 | 0 |  | 0
|  |  | Khedgaon unit | 2446 | 27 |  | 0 |  |  | 0 | 27 | 8 | 0 | 8 |  | 0 | 0 | 0 |  |  |  | 0 | 0 | 0 | 0 |  | 0
|  |  | KOLGAON | 5496 |  |  | 0 |  |  | 0 | 0 | 3 | 0 | 3 |  | 0 | 0 | 0 |  |  |  | 0 | 0 | 0 | 0 |  | 0
|  |  | LASGAON | 2413 |  |  | 0 |  |  | 0 | 0 | 5 | 0 | 5 |  | 0 | 0 | 0 |  |  |  | 0 | 0 | 0 | 0 |  | 0
|  |  | lohara | 2414 | 2 | 5 | 0 |  |  | 0 | 7 | 10 | 0 | 10 |  | 0 | 0 | 0 |  |  |  | 0 | 0 | 0 | 0 |  | 0
|  |  | lohtar | 5904 | 7 |  | 0 |  |  | 0 | 7 | 1 | 0 | 1 |  | 0 | 0 | 0 |  |  |  | 0 | 0 | 0 | 0 |  | 0
|  |  | MANGRUL | 2457 | 5 |  | 0 |  |  | 0 | 5 | 34 | 0 | 34 |  | 0 | 0 | 0 |  |  |  | 0 | 0 | 0 | 0 |  | 0
|  |  | MOHADI | 2456 | 3 |  | 0 |  |  | 0 | 3 | 4 | 0 | 4 | 1 | 1 | 0 | 0 |  |  |  | 0 | 0 | 0 | 0 |  | 0
|  |  | NANDRA | 2415 | 4 | 3 | 0 |  |  | 0 | 7 | 3 | 0 | 3 |  | 0 | 0 | 0 |  |  |  | 0 | 0 | 0 | 0 |  | 0
|  |  | NERI | 5901 | 2 |  | 0 |  |  | 0 | 2 | 0 | 0 | 0 |  | 0 | 0 | 0 |  |  |  | 0 | 0 | 0 | 0 |  | 0
|  |  | Pachora Div | D595 | 103 |  | 0 |  | 12 | 0 | 103 | 124 | 0 | 124 |  | 7 | 7 | 0 |  |  |  | 0 | 0 | 0 | 18 |  | 0
|  |  | Pachora I | S241 |  |  | 0 |  |  | 0 | 0 | 4 | 0 | 4 |  | 0 | 1 | 0 |  |  |  | 0 | 0 | 0 | 0 |  | 0
|  |  | Pachora-Rular | 2444 | 24 |  | 0 |  |  | 0 | 24 | 2 | 0 | 2 |  | 0 | 0 | 0 |  |  |  | 0 | 0 | 0 | 0 |  | 0
|  |  | PAROLA | S245 |  |  | 0 |  |  | 0 | 0 | 12 | 0 | 12 |  | 0 | 0 | 0 |  |  |  | 0 | 0 | 0 | 0 |  | 0
|  |  | PAROLA R-I | 2452 |  |  | 0 |  |  | 0 | 0 | 4 | 1 | 5 |  | 0 | 0 | 0 |  |  |  | 0 | 0 | 0 | 0 |  | 0
|  |  | PAROLA RII | 2453 | 2 | 1 | 0 |  |  | 0 | 3 | 7 | 0 | 7 |  | 0 | 0 | 0 |  |  |  | 0 | 0 | 0 | 0 |  | 0
|  |  | PAROLA-U | 2451 | 1 |  | 0 |  |  | 0 | 1 | 5 | 0 | 5 |  | 0 | 0 | 0 |  |  |  | 0 | 0 | 0 | 0 |  | 0
|  |  | Pimpalgaon H | 2411 |  |  | 0 |  |  | 0 | 0 | 2 | 0 | 2 |  | 0 | 0 | 0 |  |  |  | 0 | 0 | 0 | 0 |  | 0
|  |  | Shindad | 2445 | 3 |  | 0 |  |  | 0 | 3 | 0 | 0 | 0 |  | 0 | 0 | 0 |  |  |  | 0 | 0 | 0 | 0 |  | 0
|  |  | TAMASWADI | 2455 | 9 | 1 | 0 |  | 1 | 0 | 10 | 7 | 0 | 7 |  | 0 | 0 | 0 |  |  |  | 0 | 0 | 0 | 0 |  | 0
|  |  | URBAN-1 | 2441 | 2 | 1 | 0 |  |  | 0 | 3 | 4 | 0 | 4 |  | 0 | 0 | 0 |  |  |  | 0 | 0 | 0 | 0 |  | 0
|  |  | URBAN-2 | 2442 | 5 |  | 0 |  |  | 0 | 5 | 1 | 0 | 1 |  | 0 | 0 | 0 |  |  |  | 0 | 0 | 0 | 0 |  | 0
|  |  | urban-3 | 2443 | 8 |  | 0 |  |  | 0 | 8 | 0 | 0 | 0 |  | 0 | 0 | 0 |  |  |  | 0 | 0 | 0 | 0 |  | 0
|  |  | verkhedi | 2412 | 1 | 1 | 5 |  | 1 | 0 | 7 | 30 | 0 | 30 |  | 2 | 1 | 0 |  |  |  | 0 | 0 | 0 | 0 |  | 0
|  | DIVISION TOTAL |  |  | 410 | 19 | 5 | 0 | 14 | 0 | 434 | 310 | 10 | 320 | 2 | 10 | 10 | 0 | 0 | 0 | 0 | 0 | 0 | 0 | 18 | 0 | 0
|  | Savada O&M Division | AMODA | 2466 | 1 | 1 | 0 |  |  | 0 | 2 | 0 | 0 | 0 |  | 0 | 1 | 0 |  |  |  | 0 | 0 | 0 | 0 |  | 0
|  |  | BHALOD | 2464 | 1 |  | 0 |  |  | 0 | 1 | 0 | 0 | 0 |  | 0 | 0 | 0 |  |  |  | 0 | 0 | 0 | 0 |  | 0
|  |  | Chinawal | 2498 | 6 | 2 | 0 |  |  | 0 | 8 | 0 | 0 | 0 |  | 0 | 0 | 0 |  |  |  | 0 | 0 | 0 | 0 |  | 0
|  |  | CHINCHOLI | 2476 | 4 |  | 0 |  |  | 0 | 4 | 0 | 0 | 0 |  | 0 | 14 | 0 |  |  |  | 0 | 0 | 0 | 0 |  | 0
|  |  | DAHIGAON | 2479 | 1 |  | 0 |  |  | 0 | 1 | 0 | 0 | 0 |  | 0 | 18 | 0 |  |  |  | 0 | 0 | 0 | 0 |  | 0
|  |  | DAMBHURNI | 2477 | 9 |  | 0 |  |  | 0 | 9 | 0 | 0 | 0 |  | 0 | 18 | 0 |  |  |  | 0 | 0 | 0 | 0 |  | 0
|  |  | Dasnoor | 2493 | 4 |  | 0 |  |  | 0 | 4 | 0 | 0 | 0 |  | 0 | 0 | 0 |  |  |  | 0 | 0 | 0 | 0 |  | 0
|  |  | FAIZPUR | 2461 | 1 | 2 | 0 |  |  | 0 | 3 | 0 | 0 | 0 |  | 0 | 0 | 0 |  |  |  | 0 | 0 | 0 | 0 |  | 0
|  |  | KARJOD | 248A | 2 | 3 | 0 |  |  | 0 | 5 | 2 | 0 | 2 |  | 0 | 0 | 0 |  |  |  | 0 | 0 | 0 | 0 |  | 0
|  |  | KERHALA | 2489 | 3 |  | 0 |  |  | 0 | 3 | 0 | 0 | 0 | 1 | 0 | 1 | 0 |  |  |  | 0 | 0 | 0 | 0 |  | 0
|  |  | KHANAPUR | 2488 | 1 |  | 0 |  |  | 0 | 1 | 0 | 0 | 0 |  | 0 | 0 | 0 |  |  |  | 0 | 0 | 0 | 0 |  | 0
|  |  | KHIRDI | 2487 | 8 |  | 0 |  |  | 0 | 8 | 0 | 0 | 0 |  | 0 | 0 | 0 |  |  |  | 0 | 0 | 0 | 0 |  | 0
|  |  | Khiroda | 2499 | 13 |  | 0 |  |  | 0 | 13 | 0 | 0 | 0 |  | 0 | 0 | 0 |  |  |  | 0 | 0 | 0 | 0 |  | 0
|  |  | KHIRWAD | 248B | 1 |  | 0 |  |  | 0 | 1 | 0 | 0 | 0 |  | 0 | 0 | 0 |  |  |  | 0 | 0 | 0 | 0 |  | 0
|  |  | KINGAON | 2475 | 6 |  | 0 |  |  | 0 | 6 | 0 | 0 | 0 |  | 0 | 15 | 0 |  |  |  | 0 | 0 | 0 | 0 |  | 0
|  |  | Kumbharkheda | 249A | 4 |  | 0 |  |  | 0 | 4 | 0 | 0 | 0 |  | 0 | 0 | 0 |  |  |  | 0 | 0 | 0 | 0 |  | 0
|  |  | Maskawad | 2496 | 5 | 2 | 0 |  |  | 0 | 7 | 0 | 0 | 0 |  | 0 | 0 | 0 |  |  |  | 0 | 0 | 0 | 0 |  | 0
|  |  | NHAVI | 2463 |  |  | 0 |  |  | 0 | 0 | 0 | 0 | 0 |  | 0 | 2 | 0 |  |  |  | 0 | 0 | 0 | 0 |  | 0
|  |  | Nimbhora | 249B | 10 |  | 0 |  |  | 0 | 10 | 1 | 0 | 1 |  | 0 | 0 | 0 |  |  |  | 0 | 0 | 0 | 0 |  | 0
|  |  | PADLASE | 2467 | 1 |  | 0 |  |  | 0 | 1 | 0 | 0 | 0 |  | 0 | 5 | 0 |  |  |  | 0 | 0 | 0 | 0 |  | 0
|  |  | RAJORA | 2474 | 13 |  | 0 |  |  | 0 | 13 | 0 | 0 | 0 |  | 0 | 19 | 0 |  |  |  | 0 | 0 | 0 | 0 |  | 0
|  |  | RAVER S/DIVISION | S248 |  | 1 | 0 |  | 340 | 0 | 1 | 0 | 0 | 0 |  | 0 | 91 | 0 |  |  |  | 0 | 0 | 0 | 0 |  | 0
|  |  | Raver(U) | 2481 |  |  | 0 |  |  | 0 | 0 | 2 | 0 | 2 |  | 0 | 0 | 0 |  |  |  | 0 | 0 | 0 | 0 |  | 0
|  |  | SAKLI | 2478 | 1 | 1 | 0 |  |  | 0 | 2 | 0 | 0 | 0 | 1 | 0 | 26 | 0 |  |  |  | 0 | 0 | 0 | 0 |  | 0
|  |  | sangavi | 2465 | 17 |  | 0 |  |  | 0 | 17 | 0 | 0 | 0 |  | 0 | 0 | 0 |  |  |  | 0 | 0 | 0 | 0 |  | 0
|  |  | savada | 2491 | 4 | 6 | 0 |  |  | 0 | 10 | 0 | 0 | 0 |  | 0 | 0 | 0 |  |  |  | 0 | 0 | 0 | 0 |  | 0
|  |  | Savada O&M Div | D592 |  |  | 0 |  |  | 0 | 0 | 0 | 0 | 0 |  | 25 | 31 | 0 |  |  |  | 0 | 0 | 0 | 0 |  | 0
|  |  | SAVADA SUB DIVIS | S249 |  | 1 | 0 |  | 30 | 0 | 1 | 3 | 0 | 3 |  | 0 | 135 | 0 |  |  |  | 0 | 0 | 0 | 0 |  | 0
|  |  | Thorgavan | 2495 | 4 | 3 | 0 |  |  | 0 | 7 | 0 | 0 | 0 |  | 0 | 0 | 0 |  |  |  | 0 | 0 | 0 | 0 |  | 0
|  |  | VIVARA | 2486 | 16 |  | 0 |  |  | 0 | 16 | 1 | 0 | 1 |  | 0 | 5 | 0 |  |  |  | 0 | 0 | 0 | 0 |  | 0
|  |  | Waghoda | 2494 | 1 |  | 0 |  |  | 0 | 1 | 0 | 0 | 0 |  | 0 | 0 | 0 |  |  |  | 0 | 0 | 0 | 0 |  | 0
|  |  | YAWAL I | S246 |  |  | 0 |  |  | 0 | 0 | 0 | 0 | 0 |  | 0 | 131 | 0 |  |  |  | 0 | 0 | 0 | 2 |  | 0
|  |  | YAWAL II SUBDN. | S247 |  |  | 0 |  | 410 | 0 | 0 | 0 | 0 | 0 |  | 0 | 2 | 0 |  |  |  | 0 | 0 | 0 | 0 |  | 0
|  |  | YAWAL R-1 | 2472 | 10 |  | 0 |  |  | 0 | 10 | 0 | 0 | 0 |  | 0 | 19 | 0 |  |  |  | 0 | 0 | 0 | 0 |  | 0
|  |  | YAWAL U | 2471 |  |  | 0 |  |  | 0 | 0 | 0 | 0 | 0 |  | 0 | 79 | 0 |  |  |  | 0 | 0 | 0 | 0 |  | 0
|  | DIVISION TOTAL |  |  | 147 | 22 | 0 | 0 | 780 | 0 | 169 | 9 | 0 | 9 | 2 | 25 | 612 | 0 | 0 | 0 | 0 | 0 | 0 | 0 | 2 | 0 | 0
| CIRCLE TOTAL |  |  |  | 7296 | 857 | 42 | 0 | 1498 | 1 | 8196 | 2866 | 26 | 2892 | 27 | 122 | 918 | 0 | 0 | 0 | 0 | 50 | 25 | 64 | 256 | 0 | 0
| NANDURBAR CIRCLE | Nandurbar Circle | Cmn Str Aurbd | W224 |  |  | 0 |  |  | 0 | 0 | 0 | 0 | 0 | 2 | 0 | 0 | 0 |  |  |  | 0 | 0 | 0 | 0 |  | 0
|  |  | Com.Str.Jalgaon | W590 |  |  | 0 |  |  | 0 | 0 | 1000 | 0 | 1000 |  | 0 | 0 | 0 |  |  |  | 0 | 0 | 0 | 0 |  | 0
|  | Nandurbar Division | Astha | 2191 | 157 | 4 | 0 |  |  | 0 | 161 | 3 | 0 | 3 |  | 0 | 0 | 0 |  |  |  | 0 | 0 | 0 | 0 |  | 0
|  |  | Dhanora | 2194 | 21 | 112 | 1 |  |  | 0 | 134 | 2 | 0 | 2 |  | 0 | 0 | 0 |  |  |  | 0 | 0 | 0 | 0 |  | 0
|  |  | Khandbara | 5464 | 4 | 409 | 0 |  |  | 0 | 413 | 40 | 0 | 40 |  | 0 | 0 | 0 |  |  |  | 0 | 0 | 0 | 0 |  | 0
|  |  | Khondamali | 5731 | 15 | 15 | 0 |  |  | 0 | 30 | 12 | 0 | 12 |  | 0 | 0 | 0 |  |  |  | 0 | 0 | 0 | 0 |  | 0
|  |  | Kolda | 5734 | 8 | 15 | 0 |  |  | 0 | 23 | 22 | 0 | 22 |  | 0 | 0 | 0 |  |  |  | 0 | 0 | 0 | 0 |  | 0
|  |  | Koparli | 5733 | 28 | 22 | 0 |  |  | 0 | 50 | 23 | 0 | 23 |  | 0 | 0 | 0 |  |  |  | 0 | 0 | 0 | 0 |  | 0
|  |  | Nandurbar Div | D585 |  |  | 1 |  | 764 | 0 | 1 | 13 | 2 | 15 | 10 | 10 | 402 | 0 |  |  |  | 0 | 0 | 0 | 17 |  | 0
|  |  | Nandurbar U-1 | 2201 | 166 | 22 | 0 |  |  | 0 | 188 | 5 | 0 | 5 |  | 0 | 0 | 0 |  |  |  | 10 | 0 | 0 | 0 |  | 0
|  |  | Nandurbar U-2 | 2202 | 45 | 6 | 0 |  |  | 0 | 51 | 5 | 0 | 5 |  | 0 | 7 | 0 |  |  |  | 0 | 0 | 0 | 0 |  | 0
|  |  | Nandurbar U-3 | 2203 | 148 |  | 0 |  |  | 0 | 148 | 21 | 0 | 21 | 2 | 0 | 0 | 0 |  |  |  | 10 | 0 | 0 | 0 |  | 0
|  |  | nandurbar u-4 | 2204 | 94 |  | 0 |  |  | 0 | 94 | 2 | 0 | 2 |  | 0 | 9 | 0 |  |  |  | 10 | 0 | 0 | 0 |  | 0
|  |  | Nandurbar u-5 | 2205 | 71 |  | 0 |  |  | 0 | 71 | 6 | 0 | 6 | 1 | 0 | 0 | 0 |  |  |  | 10 | 0 | 0 | 0 |  | 0
|  |  | NANDURBAR-R1 | S219 | 60 |  | 0 |  |  | 0 | 60 | 30 | 0 | 30 | 2 | 0 | 4 | 0 |  |  |  | 0 | 0 | 0 | 0 |  | 0
|  |  | NANDURBAR-R2 | S573 | 187 | 11 | 0 |  |  | 0 | 198 | 0 | 0 | 0 |  | 0 | 0 | 0 |  |  |  | 0 | 0 | 0 | 0 |  | 0
|  |  | NANDURBAR-U | S220 |  |  | 0 |  |  | 0 | 0 | 20 | 0 | 20 |  | 0 | 4 | 0 |  |  |  | 31 | 0 | 0 | 0 |  | 0
|  |  | navapur | 5461 | 168 | 131 | 0 |  |  | 0 | 299 | 12 | 0 | 12 | 2 | 0 | 0 | 0 |  |  |  | 0 | 0 | 0 | 0 |  | 0
|  |  | NAVAPUR S/DN. | S546 | 560 |  | 0 |  |  | 0 | 560 | 0 | 0 | 0 |  | 0 | 0 | 0 |  |  |  | 0 | 0 | 0 | 0 |  | 0
|  |  | Ranala | 5732 | 104 | 45 | 0 |  |  | 0 | 149 | 2 | 0 | 2 |  | 0 | 0 | 0 |  |  |  | 0 | 0 | 0 | 0 |  | 0
|  |  | R-I | 5462 | 203 | 126 | 0 |  |  | 0 | 329 | 26 | 0 | 26 |  | 0 | 0 | 0 |  |  |  | 0 | 0 | 0 | 0 |  | 0
|  |  | R-II | 5463 | 112 |  | 0 |  |  | 0 | 112 | 16 | 0 | 16 |  | 0 | 0 | 0 |  |  |  | 0 | 0 | 0 | 0 |  | 0
|  |  | Unit R-I | 2193 | 107 | 30 | 0 |  |  | 0 | 137 | 14 | 0 | 14 | 1 | 0 | 0 | 0 |  |  |  | 0 | 0 | 0 | 0 |  | 0
|  |  | Unit R-II | 2192 | 90 | 15 | 1 |  |  | 0 | 106 | 28 | 0 | 28 |  | 0 | 0 | 0 |  |  |  | 0 | 0 | 0 | 0 |  | 0
|  |  | Visarvadi | 5465 | 100 | 43 | 0 |  |  | 0 | 143 | 57 | 0 | 57 |  | 0 | 0 | 0 |  |  |  | 0 | 0 | 0 | 0 |  | 0
|  | DIVISION TOTAL |  |  | 2448 | 1006 | 3 | 0 | 764 | 0 | 3457 | 359 | 2 | 361 | 18 | 10 | 426 | 0 | 0 | 0 | 0 | 71 | 0 | 0 | 17 | 0 | 0
|  | Shahada Dn. | Akkalkuwa | 8371 | 2 | 209 | 0 |  | 2 | 0 | 211 | 0 | 0 | 0 | 1 | 0 | 0 | 0 |  |  |  | 0 | 0 | 5 | 0 |  | 0
|  |  | AKKALKUWA S/DN. | S837 |  |  | 0 |  |  | 0 | 0 | 0 | 0 | 0 |  | 0 | 0 | 0 |  |  |  | 0 | 0 | 0 | 10 |  | 0
|  |  | Borad | 2243 | 7 | 3 | 0 |  |  | 0 | 10 | 20 | 0 | 20 |  | 0 | 0 | 0 |  |  |  | 0 | 0 | 0 | 0 |  | 0
|  |  | Brahamanpuri | 5475 | 10 | 44 | 0 |  |  | 0 | 54 | 26 | 0 | 26 |  | 0 | 1 | 0 |  |  |  | 0 | 0 | 0 | 0 |  | 0
|  |  | Dhadgaon | 8381 | 554 | 14 | 0 |  | 1 | 0 | 568 | 5 | 0 | 5 |  | 0 | 0 | 0 |  |  |  | 0 | 0 | 0 | 0 |  | 0
|  |  | Khapar | 8372 | 90 | 74 | 0 |  | 1 | 0 | 164 | 26 | 0 | 26 |  | 0 | 0 | 0 |  |  |  | 0 | 0 | 0 | 0 |  | 0
|  |  | KUKAVAL | 2236 | 73 | 21 | 0 |  |  | 0 | 94 | 9 | 0 | 9 |  | 0 | 0 | 0 |  |  |  | 0 | 0 | 0 | 0 |  | 0
|  |  | Mandane | 5474 | 64 | 1 | 0 |  |  | 0 | 65 | 13 | 0 | 13 |  | 0 | 0 | 0 |  |  |  | 0 | 0 | 0 | 0 |  | 0
|  |  | MHASAWAD | 5472 | 56 | 10 | 0 |  |  | 0 | 66 | 8 | 0 | 8 |  | 0 | 0 | 0 |  |  |  | 0 | 0 | 0 | 0 |  | 0
|  |  | PRAKASHA | 2231 | 2 | 42 | 0 |  |  | 0 | 44 | 28 | 0 | 28 |  | 0 | 0 | 0 |  |  |  | 0 | 0 | 0 | 0 |  | 0
|  |  | SARANGKHEDA | 2235 | 69 | 67 | 0 |  |  | 0 | 136 | 10 | 0 | 10 | 1 | 0 | 0 | 0 |  |  |  | 0 | 0 | 0 | 0 |  | 0
|  |  | SHAHADA - II S/D | S547 | 340 | 2 | 0 |  |  | 0 | 342 | 151 | 0 | 151 |  | 0 | 6 | 0 |  |  |  | 0 | 0 | 0 | 14 |  | 0
|  |  | Shahada Dn. | D584 |  | 1 | 0 |  |  | 0 | 1 | 0 | 0 | 0 | 5 | 1 | 20 | 0 |  |  |  | 0 | 0 | 20 | 50 |  | 0
|  |  | SHAHADA RURAL 1 | 2233 | 43 | 1 | 0 |  | 1 | 0 | 44 | 3 | 0 | 3 |  | 0 | 0 | 0 |  |  |  | 0 | 0 | 0 | 0 |  | 0
|  |  | SHAHADA RURAL 2 | 2234 | 31 |  | 0 |  |  | 0 | 31 | 2 | 0 | 2 |  | 0 | 0 | 0 |  |  |  | 0 | 0 | 0 | 0 |  | 0
|  |  | SHAHADA URBEN | 2232 | 266 | 42 | 0 |  | 4 | 0 | 308 | 13 | 0 | 13 |  | 0 | 0 | 0 |  |  |  | 0 | 0 | 0 | 12 |  | 0
|  |  | SHAHADA-I | S223 |  | 7 | 0 |  |  | 0 | 7 | 101 | 0 | 101 |  | 0 | 0 | 0 |  |  |  | 0 | 0 | 0 | 0 |  | 0
|  |  | TALODA | S224 |  | 72 | 0 |  |  | 0 | 72 | 71 | 0 | 71 |  | 0 | 0 | 0 |  |  |  | 0 | 0 | 0 | 0 |  | 0
|  |  | Taloda (U) | 2241 | 438 | 18 | 0 |  |  | 0 | 456 | 0 | 0 | 0 |  | 0 | 0 | 0 |  |  |  | 0 | 0 | 0 | 0 |  | 0
|  |  | Taloda(R) | 2242 | 29 | 2 | 0 |  |  | 0 | 31 | 15 | 0 | 15 |  | 0 | 0 | 0 |  |  |  | 0 | 0 | 0 | 0 |  | 0
|  | DIVISION TOTAL |  |  | 2074 | 630 | 0 | 0 | 9 | 0 | 2704 | 501 | 0 | 501 | 7 | 1 | 27 | 0 | 0 | 0 | 0 | 0 | 0 | 25 | 86 | 0 | 0
| CIRCLE TOTAL |  |  |  | 4522 | 1636 | 3 | 0 | 773 | 0 | 6161 | 1860 | 2 | 1862 | 27 | 11 | 453 | 0 | 0 | 0 | 0 | 71 | 0 | 25 | 103 | 0 | 0
ZONE TOTAL |  |  |  |  | 14236 | 2563 | 59 | 0 | 2292 | 2 | 16860 | 6790 | 42 | 6832 | 88 | 160 | 1446 | 0 | 0 | 0 | 0 | 121 | 25 | 117 | 503 | 0 | 0
AURANGABAD REGION TOTAL |  |  |  |  | 55085 | 51056 | 3450 | 913 | 42015 | 1068 | 110659 | 23581 | 5351 | 28932 | 1180 | 1879 | 3889 | 1452 | 1057 | 93 | 0 | 214 | 284 | 484 | 2233 | 0 | 0
BARAMATI ZONE | BARAMATI CIRCLE | Baramati Rural Circle | Baramati Test | T511 |  |  | 0 |  |  | 0 | 0 | 0 | 0 | 0 |  | 0 | 0 | 0 |  |  |  | 0 | 0 | 0 | 3 |  | 0
|  |  | Com Sto Mulshi | W514 |  |  | 0 |  |  | 0 | 0 | 841 | 0 | 841 |  | 0 | 0 | 0 |  |  |  | 0 | 0 | 0 | 0 |  | 0
|  | Baramati Division | BARAMARI R -2 | 0494 | 1 |  | 0 |  |  | 0 | 1 | 24 | 0 | 24 |  | 0 | 0 | 0 |  |  |  | 0 | 0 | 0 | 0 |  | 0
|  |  | BARAMATI (R) | S049 | 28 |  | 0 |  |  | 0 | 28 | 104 | 0 | 104 |  | 0 | 0 | 0 |  |  |  | 0 | 0 | 0 | 0 |  | 0
|  |  | BARAMATI (U) | S048 | 9 |  | 0 |  |  | 0 | 9 | 48 | 0 | 48 |  | 0 | 0 | 0 |  |  |  | 0 | 0 | 0 | 0 |  | 0
|  |  | Baramati Div | D511 |  | 2 | 0 |  | 3032 | 0 | 2 | 70 | 0 | 70 |  | 0 | 0 | 9 | 20 | 106 |  | 106 | 0 | 0 | 0 |  | 0
|  |  | BARAMATI RURAL 1 | 0493 | 4 |  | 0 |  |  | 0 | 4 | 5 | 0 | 5 |  | 0 | 0 | 0 |  |  |  | 0 | 0 | 0 | 0 |  | 0
|  |  | Bawda | 0526 | 6 | 3 | 1 |  |  | 0 | 10 | 7 | 0 | 7 |  | 0 | 0 | 0 |  |  |  | 0 | 0 | 0 | 0 |  | 0
|  |  | Bhigwan | 7236 | 22 | 1 | 0 |  |  | 0 | 23 | 5 | 0 | 5 |  | 0 | 0 | 0 |  |  |  | 0 | 0 | 0 | 0 |  | 0
|  |  | BMT U1 | 0481 |  |  | 0 |  |  | 0 | 0 | 1 | 0 | 1 |  | 0 | 0 | 0 |  |  |  | 0 | 0 | 0 | 0 |  | 0
|  |  | BMT U2 | 0482 | 1 |  | 0 |  |  | 0 | 1 | 3 | 0 | 3 |  | 0 | 0 | 0 |  |  |  | 0 | 0 | 0 | 0 |  | 0
|  |  | BMT U3 | 0483 | 7 | 1 | 1 |  |  | 0 | 9 | 5 | 0 | 5 |  | 0 | 0 | 0 |  |  |  | 0 | 0 | 0 | 0 |  | 0
|  |  | INDAPUR | S052 | 80 |  | 0 |  |  | 0 | 80 | 30 | 0 | 30 |  | 0 | 0 | 2 |  |  |  | 0 | 0 | 0 | 0 |  | 0
|  |  | Indapur(R) | 0522 | 20 | 2 | 0 |  |  | 0 | 22 | 8 | 0 | 8 |  | 0 | 0 | 0 |  |  |  | 0 | 0 | 0 | 0 |  | 0
|  |  | Indapur(U) | 0521 | 25 | 5 | 0 |  |  | 0 | 30 | 11 | 0 | 11 |  | 0 | 0 | 0 |  |  |  | 0 | 0 | 0 | 0 |  | 0
|  |  | JALGAON K.P. | 0499 |  | 1 | 0 |  |  | 0 | 1 | 1 | 0 | 1 |  | 0 | 0 | 0 |  |  |  | 0 | 0 | 0 | 0 |  | 0
|  |  | Kati | 0525 | 20 |  | 0 |  |  | 0 | 20 | 22 | 0 | 22 |  | 0 | 0 | 0 |  |  |  | 0 | 0 | 0 | 0 |  | 0
|  |  | Lasurne | 7233 | 7 |  | 0 |  |  | 0 | 7 | 5 | 0 | 5 |  | 0 | 0 | 0 |  |  |  | 0 | 0 | 0 | 0 |  | 0
|  |  | LONI BHAPKAR | 0497 | 2 |  | 0 |  |  | 0 | 2 | 2 | 0 | 2 |  | 0 | 0 | 0 |  |  |  | 0 | 0 | 0 | 0 |  | 0
|  |  | Loni(D) | 0523 | 6 | 9 | 0 |  |  | 0 | 15 | 12 | 0 | 12 | 1 | 0 | 0 | 0 |  |  |  | 0 | 0 | 0 | 0 |  | 0
|  |  | MALEGAON | 0492 | 36 | 1 | 0 |  | 7 | 2 | 39 | 12 | 0 | 12 |  | 0 | 0 | 0 |  |  |  | 0 | 0 | 0 | 0 |  | 0
|  |  | Nimgaon(K) | 0524 |  |  | 0 |  |  | 0 | 0 | 10 | 0 | 10 |  | 0 | 0 | 0 |  |  |  | 0 | 0 | 0 | 0 |  | 0
|  |  | PANDARE | 0496 | 5 |  | 0 |  |  | 0 | 5 | 4 | 0 | 4 |  | 0 | 0 | 0 |  |  |  | 0 | 0 | 0 | 0 |  | 0
|  |  | sangavi | 0498 |  |  | 0 |  |  | 0 | 0 | 3 | 0 | 3 |  | 0 | 0 | 0 |  |  |  | 0 | 0 | 0 | 0 |  | 0
|  |  | Sansar | 7235 | 34 | 1 | 0 |  | 2 | 0 | 35 | 1 | 0 | 1 |  | 0 | 0 | 0 |  |  |  | 0 | 0 | 0 | 0 |  | 0
|  |  | shelgaon | 7232 | 7 |  | 0 |  |  | 0 | 7 | 1 | 0 | 1 |  | 0 | 0 | 0 |  |  |  | 0 | 0 | 0 | 0 |  | 0
|  |  | Tawashi | 7234 | 20 |  | 0 |  | 1 | 0 | 20 | 2 | 0 | 2 |  | 0 | 0 | 0 |  |  |  | 0 | 0 | 0 | 0 |  | 0
|  |  | Vendor Store Loc | V001 |  |  | 0 | 49 |  | 0 | 0 | 0 | 269 | 269 |  | 0 | 0 | 0 |  |  |  | 0 | 0 | 0 | 0 |  | 0
|  |  | walchandnagar | 7231 | 9 |  | 0 |  |  | 0 | 9 | 8 | 0 | 8 |  | 0 | 0 | 0 |  |  |  | 0 | 0 | 0 | 0 |  | 0
|  |  | WALCHANDNAGAR SU | S723 | 30 |  | 0 |  |  | 0 | 30 | 0 | 0 | 0 |  | 0 | 0 | 0 |  |  |  | 0 | 0 | 0 | 0 |  | 0
|  | DIVISION TOTAL |  |  | 379 | 26 | 2 | 49 | 3042 | 2 | 409 | 404 | 269 | 673 | 1 | 0 | 0 | 11 | 20 | 106 | 0 | 106 | 0 | 0 | 0 | 0 | 0
|  | Daund Division | D.RAJE | 0514 | 12 | 5 | 0 | 8 |  | 0 | 17 | 28 | 0 | 28 |  | 0 | 0 | 0 |  |  |  | 0 | 0 | 0 | 0 |  | 0
|  |  | Daund Division | D510 | 50 |  | 0 | 141 |  | 0 | 50 | 0 | 0 | 0 |  | 137 | 0 | 0 |  |  |  | 116 | 83 | 0 | 0 |  | 0
|  |  | DAUND RURAL | 0512 | 5 |  | 3 |  |  | 0 | 8 | 25 | 1 | 26 |  | 0 | 0 | 0 |  |  |  | 0 | 0 | 0 | 0 |  | 0
|  |  | DAUND URBAN | 0511 | 2 | 7 | 0 |  |  | 0 | 9 | 4 | 0 | 4 |  | 4 | 0 | 0 |  |  | 31 | 31 | 0 | 0 | 0 |  | 0
|  |  | DOUND | S051 | 1 |  | 0 |  |  | 0 | 1 | 113 | 0 | 113 |  | 16 | 0 | 4 |  |  |  | 0 | 0 | 0 | 0 |  | 0
|  |  | KEDGAON | 7011 |  |  | 1 |  | 1 | 0 | 1 | 0 | 0 | 0 |  | 1 | 0 | 0 |  |  |  | 0 | 0 | 0 | 0 |  | 0
|  |  | KEDGAON S/DN. | S701 |  |  | 0 |  |  | 0 | 0 | 0 | 0 | 0 | 1 | 3 | 6 | 0 |  |  |  | 0 | 0 | 0 | 0 |  | 0
|  |  | KOREGAON BHIMA | 6995 | 22 | 9 | 0 |  |  | 0 | 31 | 11 | 6 | 17 | 1 | 3 | 0 | 0 |  |  |  | 0 | 0 | 0 | 0 |  | 0
|  |  | KURKUMBH | 0513 | 4 | 2 | 0 | 3 |  | 0 | 6 | 4 | 4 | 8 |  | 0 | 0 | 0 |  |  |  | 0 | 0 | 0 | 0 |  | 0
|  |  | mandangaon farat | 0551 |  |  | 0 |  |  | 0 | 0 | 5 | 0 | 5 |  | 0 | 0 | 0 |  |  |  | 0 | 0 | 0 | 0 |  | 0
|  |  | Nhavhre | 0552 | 2 |  | 0 |  |  | 0 | 2 | 10 | 0 | 10 |  | 0 | 0 | 0 |  |  |  | 0 | 0 | 0 | 0 |  | 0
|  |  | PABAL | 6994 |  |  | 1 |  |  | 0 | 1 | 0 | 0 | 0 |  | 0 | 0 | 0 |  |  |  | 0 | 0 | 0 | 0 |  | 0
|  |  | PARGAON | 7014 | 3 |  | 0 |  |  | 0 | 3 | 2 | 0 | 2 |  | 0 | 0 | 0 |  |  |  | 0 | 0 | 0 | 0 |  | 0
|  |  | Pimpalgaon | 7012 | 3 |  | 0 |  |  | 0 | 3 | 4 | 0 | 4 |  | 0 | 0 | 0 |  |  |  | 0 | 0 | 0 | 0 |  | 0
|  |  | Rajangaon | 6991 | 9 | 1 | 0 |  |  | 0 | 10 | 12 | 6 | 18 |  | 1 | 0 | 0 |  |  |  | 0 | 0 | 0 | 0 |  | 0
|  |  | SHIKRAPUR | 6996 | 80 | 24 | 1 |  | 2 | 0 | 105 | 21 | 9 | 30 |  | 1 | 0 | 0 |  |  |  | 0 | 0 | 0 | 0 |  | 0
|  |  | SHIKRAPUR S/DN. | S699 | 10 | 18 | 8 |  |  | 0 | 36 | 20 | 0 | 20 |  | 16 | 2 | 0 |  |  |  | 0 | 0 | 0 | 0 |  | 0
|  |  | SHIRUR | S055 |  |  | 0 |  |  | 0 | 0 | 35 | 0 | 35 |  | 3 | 0 | 0 |  |  |  | 0 | 0 | 0 | 0 |  | 0
|  |  | Shirur Urban | 0555 | 125 | 18 | 0 |  |  | 0 | 143 | 5 | 0 | 5 |  | 0 | 0 | 0 |  |  |  | 0 | 0 | 0 | 0 |  | 0
|  |  | Takli Hazi | 0553 | 13 | 4 | 0 |  |  | 5 | 22 | 5 | 0 | 5 |  | 0 | 0 | 0 |  |  |  | 0 | 0 | 0 | 0 |  | 0
|  |  | TALEGAON DHAMDHE | 6992 | 20 |  | 0 |  |  | 0 | 20 | 22 | 4 | 26 |  | 0 | 0 | 0 |  |  |  | 0 | 0 | 0 | 0 |  | 0
|  |  | Vendor Store Loc | V001 |  |  | 0 |  |  | 0 | 0 | 0 | 35 | 35 |  | 0 | 0 | 0 |  |  |  | 0 | 0 | 0 | 0 |  | 0
|  |  | Wadgaon Rasai | 0554 | 6 | 5 | 0 |  |  | 0 | 11 | 19 | 0 | 19 |  | 0 | 0 | 0 |  |  |  | 0 | 0 | 0 | 0 |  | 0
|  |  | YEWAT | 7013 | 1 |  | 0 |  | 3 | 0 | 1 | 1 | 0 | 1 |  | 4 | 0 | 0 |  |  |  | 0 | 0 | 0 | 0 |  | 0
|  | DIVISION TOTAL |  |  | 368 | 93 | 14 | 152 | 6 | 5 | 480 | 346 | 65 | 411 | 2 | 189 | 8 | 4 | 0 | 0 | 31 | 147 | 83 | 0 | 0 | 0 | 0
|  | Saswad Division | BHATGHAR | 0564 | 3 | 5 | 13 |  |  | 0 | 21 | 6 | 0 | 6 |  | 0 | 0 | 0 |  |  |  | 0 | 0 | 0 | 0 |  | 0
|  |  | BHOR RURAL I | 0562 | 1 |  | 0 |  |  | 0 | 1 | 4 | 0 | 4 |  | 0 | 0 | 0 |  |  |  | 0 | 0 | 0 | 0 |  | 0
|  |  | BHOR RURAL II | 0563 | 2 |  | 9 |  |  | 0 | 11 | 7 | 0 | 7 |  | 0 | 0 | 0 |  |  |  | 0 | 0 | 0 | 0 |  | 0
|  |  | BHOR URBAN | 0561 |  |  | 0 |  |  | 0 | 0 | 11 | 0 | 11 |  | 0 | 0 | 0 |  |  |  | 0 | 0 | 0 | 0 |  | 0
|  |  | Chambali | 0471 |  |  | 0 |  |  | 0 | 0 | 3 | 0 | 3 |  | 1 | 0 | 0 |  |  |  | 0 | 0 | 0 | 0 |  | 0
|  |  | Diwa | 0472 | 20 |  | 0 |  | 8 | 0 | 20 | 5 | 0 | 5 |  | 0 | 0 | 0 |  |  |  | 0 | 0 | 0 | 0 |  | 0
|  |  | HIRDOSHI | 0566 | 8 | 2 | 5 |  |  | 0 | 15 | 12 | 0 | 12 |  | 0 | 0 | 0 |  |  |  | 0 | 0 | 0 | 0 |  | 0
|  |  | jejuri | 0501 | 15 |  | 0 |  |  | 0 | 15 | 2 | 0 | 2 |  | 0 | 0 | 0 |  |  |  | 0 | 0 | 0 | 0 |  | 0
|  |  | Jejuri Rural | 0505 | 7 | 1 | 1 |  |  | 0 | 9 | 1 | 0 | 1 |  | 0 | 0 | 0 |  |  |  | 0 | 0 | 0 | 0 |  | 0
|  |  | KIKVI | 0565 | 1 |  | 4 |  |  | 0 | 5 | 4 | 0 | 4 |  | 0 | 0 | 0 |  |  |  | 0 | 0 | 0 | 0 |  | 0
|  |  | KORHALE (BK) | 7225 | 8 |  | 0 |  |  | 0 | 8 | 1 | 0 | 1 |  | 0 | 0 | 0 |  |  |  | 0 | 0 | 0 | 0 |  | 0
|  |  | MORGAON | 7224 |  | 1 | 1 |  | 3 | 0 | 2 | 0 | 0 | 0 |  | 0 | 0 | 0 |  |  |  | 0 | 0 | 0 | 0 |  | 0
|  |  | NIMBUT | 7226 | 11 | 1 | 0 |  |  | 0 | 12 | 3 | 0 | 3 |  | 1 | 0 | 0 |  |  |  | 0 | 0 | 0 | 0 |  | 0
|  |  | NIRA | S050 |  |  | 0 |  |  | 0 | 0 | 0 | 0 | 0 |  | 0 | 0 | 0 |  |  | 32 | 32 | 0 | 0 | 0 |  | 0
|  |  | Nira (U) | 0502 | 7 |  | 0 |  |  | 0 | 7 | 10 | 0 | 10 |  | 0 | 0 | 0 |  |  |  | 0 | 0 | 0 | 0 |  | 0
|  |  | Parinche | 0504 | 2 |  | 1 |  | 1 | 0 | 3 | 13 | 1 | 14 |  | 0 | 0 | 0 |  |  |  | 0 | 0 | 0 | 0 |  | 0
|  |  | Purandar | 0474 |  |  | 0 |  |  | 0 | 0 | 2 | 1 | 3 |  | 0 | 0 | 0 |  |  |  | 0 | 0 | 0 | 0 |  | 0
|  |  | Rajewadi | 0475 | 2 |  | 10 |  |  | 0 | 12 | 7 | 0 | 7 |  | 0 | 0 | 0 |  |  |  | 0 | 0 | 0 | 0 |  | 0
|  |  | Saswad | 0476 | 50 | 1 | 3 |  |  | 0 | 54 | 3 | 0 | 3 |  | 0 | 0 | 0 |  |  |  | 0 | 0 | 0 | 0 |  | 0
|  |  | Saswad | S047 |  |  | 0 |  |  | 0 | 0 | 7 | 0 | 7 |  | 0 | 0 | 0 |  |  |  | 0 | 0 | 0 | 0 |  | 0
|  |  | Saswad Div | D509 | 50 |  | 0 |  |  | 0 | 50 | 0 | 0 | 0 |  | 0 | 0 | 0 |  |  |  | 0 | 0 | 0 | 0 |  | 0
|  |  | SOMESHWAR | 7221 |  |  | 0 |  |  | 0 | 0 | 2 | 0 | 2 |  | 0 | 0 | 0 |  |  |  | 0 | 0 | 0 | 0 |  | 0
|  |  | SOMESHWAR SUB-DN | S722 |  | 4 | 0 |  |  | 0 | 4 | 0 | 0 | 0 |  | 0 | 0 | 0 |  |  |  | 0 | 0 | 0 | 0 |  | 0
|  |  | SUPA | 7223 | 5 | 2 | 0 |  |  | 0 | 7 | 2 | 0 | 2 |  | 0 | 0 | 0 |  |  |  | 0 | 0 | 0 | 0 |  | 0
|  |  | WADGAON (N) | 7222 | 1 |  | 0 |  | 1 | 0 | 1 | 0 | 0 | 0 |  | 0 | 0 | 0 |  |  |  | 0 | 0 | 0 | 0 |  | 0
|  |  | waghapur | 0477 | 15 | 1 | 0 |  |  | 0 | 16 | 6 | 0 | 6 |  | 0 | 0 | 0 |  |  |  | 0 | 0 | 0 | 0 |  | 0
|  |  | Walha | 0503 | 8 | 1 | 2 |  |  | 0 | 11 | 7 | 0 | 7 |  | 0 | 0 | 0 |  |  |  | 0 | 0 | 0 | 0 |  | 0
|  | DIVISION TOTAL |  |  | 216 | 19 | 49 | 0 | 13 | 0 | 284 | 118 | 2 | 120 | 0 | 2 | 0 | 0 | 0 | 0 | 32 | 32 | 0 | 0 | 0 | 0 | 0
| CIRCLE TOTAL |  |  |  | 963 | 138 | 65 | 201 | 3061 | 7 | 1173 | 1709 | 336 | 2045 | 3 | 191 | 8 | 15 | 20 | 106 | 63 | 285 | 83 | 0 | 3 | 0 | 0
| SATARA CIRCLE | Satara Circle | com. Str. Mulshi | W514 |  |  | 0 |  |  | 0 | 0 | 622 | 0 | 622 |  | 0 | 0 | 0 |  |  |  | 0 | 0 | 0 | 0 |  | 0
|  |  | Com.Str.Satara | W516 | 500 |  | 0 |  |  | 0 | 500 | 565 | 0 | 565 |  | 0 | 0 | 0 |  |  |  | 0 | 0 | 0 | 0 |  | 0
|  |  | Satara Circle | C575 |  |  | 0 |  |  | 0 | 0 | 0 | 0 | 0 |  | 0 | 0 | 0 |  |  |  | 0 | 0 | 0 | 0 |  | 0
|  |  | Satara Test | T575 |  |  | 0 |  |  | 0 | 0 | 0 | 0 | 0 |  | 0 | 0 | 0 |  |  |  | 0 | 0 | 17 | 123 |  | 0
|  | Karad Division | Chafal | 1086 |  |  | 1 |  |  | 0 | 1 | 0 | 0 | 0 |  | 0 | 0 | 0 |  |  |  | 0 | 0 | 0 | 0 |  | 0
|  |  | DHEBEWADI | 1094 | 16 |  | 1 |  |  | 0 | 17 | 0 | 0 | 0 |  | 0 | 0 | 0 |  |  |  | 0 | 0 | 0 | 0 |  | 0
|  |  | East Karad Urban | 1041 | 1 |  | 0 |  |  | 0 | 1 | 0 | 0 | 0 |  | 3 | 0 | 0 |  |  |  | 0 | 0 | 0 | 0 |  | 0
|  |  | Karad Div | D512 |  |  | 0 |  |  | 0 | 0 | 0 | 0 | 0 |  | 1 | 0 | 0 |  |  |  | 20 | 0 | 0 | 0 |  | 0
|  |  | KARAD -I S/DN | S105 |  |  | 0 |  |  | 0 | 0 | 2209 | 0 | 2209 |  | 0 | 0 | 0 |  |  |  | 0 | 0 | 0 | 1 |  | 0
|  |  | KARAD-II S/DN. | S106 |  |  | 0 |  |  | 0 | 0 | 1272 | 0 | 1272 |  | 0 | 0 | 0 |  |  |  | 0 | 0 | 0 | 0 |  | 0
|  |  | Koynanagar | 1125 | 2 |  | 0 |  |  | 0 | 2 | 0 | 0 | 0 |  | 0 | 0 | 0 |  |  |  | 0 | 0 | 0 | 0 |  | 0
|  |  | malkapur | 1065 |  | 1 | 0 |  |  | 0 | 1 | 0 | 0 | 0 |  | 0 | 0 | 0 |  |  |  | 0 | 0 | 0 | 0 |  | 0
|  |  | Marali | 1126 |  |  | 0 |  |  | 0 | 0 | 0 | 0 | 0 |  | 0 | 0 | 0 |  |  |  | 0 | 0 | 1 | 0 |  | 0
|  |  | Masur R | 1082 | 6 |  | 0 |  |  | 0 | 6 | 0 | 0 | 0 |  | 0 | 0 | 0 |  |  |  | 0 | 0 | 0 | 0 |  | 0
|  |  | Masur U | 1081 |  |  | 0 |  |  | 0 | 0 | 1 | 0 | 1 |  | 0 | 0 | 0 |  |  |  | 0 | 0 | 0 | 0 |  | 0
|  |  | OGALEWADI RURAL1 | 1045 | 13 |  | 0 |  |  | 0 | 13 | 0 | 0 | 0 |  | 0 | 0 | 0 |  |  |  | 0 | 0 | 0 | 0 |  | 0
|  |  | OGALEWADI RURAL2 | 1046 | 11 |  | 0 |  |  | 0 | 11 | 0 | 0 | 0 |  | 0 | 0 | 0 |  |  |  | 0 | 0 | 0 | 0 |  | 0
|  |  | OGALEWADI URBAN | 1044 | 12 | 9 | 1 |  |  | 1 | 23 | 1 | 0 | 1 |  | 0 | 0 | 0 |  |  |  | 0 | 0 | 0 | 0 |  | 0
|  |  | Pal | 1087 | 2 |  | 0 |  |  | 0 | 2 | 0 | 0 | 0 |  | 0 | 0 | 0 |  |  |  | 0 | 0 | 0 | 0 |  | 0
|  |  | PATAN S/DN. | S112 | 10 |  | 0 |  |  | 0 | 10 | 0 | 0 | 0 |  | 0 | 0 | 0 |  |  |  | 0 | 0 | 0 | 0 |  | 0
|  |  | SHENOLI | 1064 | 14 |  | 0 |  |  | 0 | 14 | 0 | 0 | 0 |  | 0 | 0 | 0 |  |  |  | 0 | 0 | 0 | 0 |  | 0
|  |  | Shriwade | 1083 | 12 |  | 0 |  |  | 0 | 12 | 0 | 0 | 0 |  | 0 | 0 | 0 |  |  |  | 0 | 0 | 0 | 0 |  | 0
|  |  | TALMAWALE | 1091 | 1 |  | 0 |  |  | 0 | 1 | 0 | 0 | 0 |  | 0 | 0 | 0 |  |  |  | 0 | 0 | 0 | 0 |  | 0
|  |  | Tambave Section | 1057 | 7 |  | 0 |  |  | 0 | 7 | 0 | 0 | 0 |  | 0 | 0 | 0 |  |  |  | 0 | 0 | 0 | 0 |  | 0
|  |  | Umbraj Rural | 1085 | 12 | 2 | 0 |  |  | 0 | 14 | 2 | 0 | 2 |  | 0 | 0 | 0 |  |  |  | 0 | 0 | 0 | 0 |  | 0
|  |  | UMBRAJ S/DN. | S108 |  |  | 0 |  | 1 | 0 | 0 | 1803 | 0 | 1803 |  | 0 | 1 | 0 |  |  |  | 0 | 0 | 0 | 1 |  | 0
|  |  | Umbraj Urban | 1084 | 4 |  | 0 |  |  | 0 | 4 | 0 | 0 | 0 |  | 0 | 0 | 0 |  |  |  | 0 | 0 | 0 | 0 |  | 0
|  |  | Undale Section | 1053 | 2 |  | 0 |  |  | 0 | 2 | 0 | 0 | 0 |  | 0 | 0 | 0 |  |  |  | 0 | 0 | 0 | 0 |  | 0
|  |  | VADGAON H | 1061 |  |  | 0 |  |  | 0 | 0 | 2 | 0 | 2 |  | 0 | 0 | 0 |  |  |  | 0 | 0 | 0 | 0 |  | 0
|  |  | VAHAGAON | 1066 | 1 |  | 0 |  |  | 0 | 1 | 0 | 0 | 0 |  | 0 | 0 | 0 |  |  |  | 0 | 0 | 0 | 0 |  | 0
|  |  | Vendor Store Loc | V001 |  |  | 0 |  |  | 0 | 0 | 0 | 58 | 58 |  | 0 | 0 | 0 |  |  |  | 0 | 0 | 0 | 0 |  | 0
|  |  | WARUNJI | 1062 | 5 |  | 0 |  |  | 0 | 5 | 1 | 0 | 1 |  | 0 | 0 | 0 |  |  |  | 0 | 0 | 0 | 0 |  | 0
|  |  | Wathar Section | 1051 | 1 |  | 0 |  |  | 0 | 1 | 6 | 0 | 6 |  | 0 | 0 | 0 |  |  |  | 0 | 0 | 0 | 0 |  | 0
|  |  | WEST KARAD URBAN | 1042 | 2 |  | 0 |  |  | 0 | 2 | 0 | 0 | 0 |  | 0 | 0 | 0 |  |  |  | 0 | 0 | 0 | 0 |  | 0
|  | DIVISION TOTAL |  |  | 134 | 12 | 3 | 0 | 1 | 1 | 150 | 5297 | 58 | 5355 | 0 | 4 | 1 | 0 | 0 | 0 | 0 | 20 | 0 | 1 | 2 | 0 | 0
|  | Phaltan Division | Aasu(R) | 1140 | 2 |  | 0 |  |  | 0 | 2 | 0 | 0 | 0 |  | 0 | 0 | 0 |  |  |  | 0 | 0 | 0 | 0 |  | 0
|  |  | ADARKI BK | 113A | 1 |  | 3 |  |  | 0 | 4 | 0 | 0 | 0 |  | 0 | 0 | 0 |  |  |  | 0 | 0 | 0 | 0 |  | 0
|  |  | BARAD | 1133 | 10 | 1 | 0 |  |  | 0 | 11 | 0 | 0 | 0 |  | 0 | 0 | 0 |  |  |  | 0 | 0 | 0 | 0 |  | 0
|  |  | khandala | 8196 | 10 |  | 0 |  |  | 0 | 10 | 0 | 0 | 0 |  | 0 | 0 | 0 |  |  |  | 0 | 0 | 0 | 0 |  | 0
|  |  | KHANDALA S/DN. | S819 | 30 |  | 0 |  |  | 0 | 30 | 5 | 0 | 5 |  | 0 | 0 | 0 |  |  |  | 0 | 0 | 0 | 0 |  | 0
|  |  | LONAND | S115 | 44 |  | 0 |  |  | 0 | 44 | 0 | 0 | 0 |  | 0 | 0 | 0 |  |  |  | 0 | 0 | 0 | 0 |  | 1
|  |  | LONAND (R) | 1154 | 2 |  | 0 |  |  | 0 | 2 | 1 | 0 | 1 |  | 0 | 0 | 0 |  |  |  | 0 | 0 | 0 | 0 |  | 0
|  |  | LONAND (U) | 1151 | 9 |  | 0 |  |  | 0 | 9 | 3 | 0 | 3 |  | 0 | 1 | 0 |  |  |  | 0 | 0 | 0 | 0 |  | 0
|  |  | NIMBALAK | 1132 | 6 |  | 0 |  |  | 0 | 6 | 0 | 0 | 0 |  | 0 | 0 | 0 |  |  |  | 0 | 0 | 0 | 0 |  | 0
|  |  | PHALTAN (U) | S114 | 13 |  | 0 |  |  | 0 | 13 | 0 | 0 | 0 |  | 0 | 0 | 0 |  |  |  | 0 | 4 | 0 | 0 |  | 0
|  |  | Phaltan Div | D513 | 40 |  | 0 |  |  | 0 | 40 | 6251 | 0 | 6251 |  | 33 | 2 | 0 |  |  |  | 19 | 39 | 0 | 0 |  | 2 | 4
|  |  | PHALTAN R-1 | 1136 | 20 |  | 0 |  |  | 0 | 20 | 0 | 0 | 0 |  | 0 | 0 | 0 |  |  |  | 0 | 0 | 0 | 0 |  | 0
|  |  | Phaltan Urban- I | 1141 |  |  | 0 |  |  | 0 | 0 | 1 | 0 | 1 |  | 0 | 0 | 0 |  |  |  | 0 | 0 | 0 | 0 |  | 0
|  |  | Phaltan Urban II | 1142 |  |  | 0 |  |  | 0 | 0 | 0 | 0 | 0 |  | 0 | 0 | 0 |  |  |  | 0 | 0 | 0 | 0 |  | 1
|  |  | Phaltan UrbanIII | 1143 | 17 | 3 | 0 |  |  | 0 | 20 | 0 | 0 | 0 |  | 0 | 0 | 0 |  |  |  | 0 | 0 | 0 | 0 |  | 0
|  |  | Shirwal Rural | 8199 |  |  | 0 |  |  | 0 | 0 | 1 | 0 | 1 |  | 0 | 0 | 0 |  |  |  | 0 | 0 | 0 | 0 |  | 0
|  |  | Somanthali | 1144 |  | 1 | 0 |  |  | 0 | 1 | 1 | 0 | 1 |  | 0 | 0 | 0 |  |  |  | 0 | 1 | 0 | 0 |  | 0
|  |  | TARADGAON | 1153 |  |  | 0 |  |  | 0 | 0 | 1 | 0 | 1 |  | 0 | 0 | 0 |  |  |  | 0 | 0 | 0 | 0 |  | 0
|  |  | Vendor Store Loc | V001 |  |  | 0 |  |  | 4 | 4 | 0 | 146 | 146 |  | 0 | 0 | 0 |  |  |  | 0 | 0 | 0 | 0 |  | 0
|  |  | Wathar Colony | 1157 |  |  | 0 |  |  | 0 | 0 | 0 | 0 | 0 |  | 0 | 0 | 0 |  |  | 2 | 2 | 0 | 0 | 0 |  | 0
|  |  | WATHAR N | 1139 | 59 |  | 0 |  |  | 0 | 59 | 0 | 0 | 0 |  | 0 | 0 | 0 |  |  |  | 0 | 0 | 0 | 0 |  | 0
|  | DIVISION TOTAL |  |  | 263 | 5 | 3 | 0 | 0 | 4 | 275 | 6264 | 146 | 6410 | 0 | 33 | 3 | 0 | 0 | 0 | 2 | 21 | 44 | 0 | 0 | 0 | 4
|  | Satara Division | ATIT | 1188 | 7 | 7 | 0 |  |  | 0 | 14 | 3 | 0 | 3 |  | 0 | 0 | 0 |  |  |  | 0 | 0 | 0 | 0 |  | 0
|  |  | Chimangaon | 1198 | 2 | 35 | 0 |  |  | 1 | 38 | 0 | 0 | 0 |  | 0 | 0 | 0 |  |  |  | 0 | 0 | 0 | 0 |  | 0
|  |  | Deur | 1233 |  |  | 0 |  |  | 0 | 0 | 0 | 0 | 0 |  | 0 | 4 | 0 |  |  |  | 0 | 0 | 0 | 0 |  | 0
|  |  | Karanje | 1172 | 4 | 10 | 2 |  | 7 | 0 | 16 | 0 | 0 | 0 |  | 0 | 0 | 0 |  |  |  | 0 | 0 | 0 | 0 |  | 0
|  |  | Kinhi | 1235 |  | 1 | 0 |  |  | 0 | 1 | 2 | 0 | 2 |  | 0 | 9 | 0 |  |  |  | 0 | 0 | 0 | 0 |  | 0
|  |  | KOREGAON | S119 | 15 | 7 | 0 |  |  | 0 | 22 | 1 | 0 | 1 |  | 0 | 0 | 0 |  |  |  | 0 | 0 | 0 | 0 |  | 0
|  |  | Koregaon R-I | 1194 |  | 22 | 0 |  |  | 0 | 22 | 1 | 0 | 1 |  | 0 | 0 | 0 |  |  |  | 0 | 0 | 0 | 0 |  | 0
|  |  | Koregaon R-II | 1195 | 1 | 1 | 1 |  |  | 0 | 3 | 1 | 0 | 1 |  | 0 | 0 | 0 |  |  |  | 0 | 0 | 0 | 2 |  | 0
|  |  | Koregaon Urban | 1192 | 6 | 26 | 2 |  |  | 0 | 34 | 0 | 0 | 0 |  | 0 | 0 | 0 |  |  |  | 0 | 0 | 0 | 0 |  | 0
|  |  | LIMB | 1184 | 1 |  | 0 |  |  | 0 | 1 | 0 | 0 | 0 |  | 0 | 0 | 0 |  |  |  | 0 | 0 | 0 | 0 |  | 0
|  |  | MIDC | 1175 | 1 | 6 | 1 |  |  | 1 | 9 | 0 | 1 | 1 | 1 | 0 | 0 | 0 |  |  |  | 0 | 0 | 0 | 4 |  | 0
|  |  | NAGTHANE | 1186 | 12 | 5 | 0 |  |  | 0 | 17 | 2 | 0 | 2 |  | 0 | 0 | 0 |  |  |  | 0 | 0 | 0 | 2 |  | 0
|  |  | PADALI | 1187 | 5 |  | 0 |  |  | 0 | 5 | 1 | 0 | 1 |  | 0 | 0 | 0 |  |  |  | 0 | 0 | 0 | 0 |  | 0
|  |  | PARALI | 1185 |  |  | 0 |  |  | 0 | 0 | 0 | 0 | 0 | 1 | 0 | 0 | 0 |  |  |  | 0 | 0 | 0 | 0 |  | 0
|  |  | Pimpoda BK | 1232 |  | 6 | 0 |  |  | 0 | 6 | 2 | 0 | 2 |  | 0 | 0 | 0 |  |  |  | 0 | 0 | 0 | 0 |  | 0
|  |  | Powai Naka No 2 | 1174 |  | 2 | 0 |  |  | 0 | 2 | 0 | 0 | 0 |  | 0 | 0 | 0 |  |  |  | 0 | 0 | 0 | 0 |  | 0
|  |  | Rahimatpur ( R ) | 8312 | 5 |  | 0 |  |  | 0 | 5 | 0 | 0 | 0 |  | 0 | 0 | 0 |  |  |  | 0 | 0 | 0 | 0 |  | 0
|  |  | RAHIMATPUR (U) | 8311 | 5 | 2 | 0 |  |  | 0 | 7 | 0 | 0 | 0 |  | 0 | 0 | 0 |  |  |  | 0 | 0 | 0 | 0 |  | 0
|  |  | Rajwada | 1171 |  | 3 | 0 |  |  | 0 | 3 | 0 | 0 | 0 |  | 0 | 0 | 0 |  |  |  | 0 | 0 | 0 | 0 |  | 0
|  |  | SATARA | S118 | 30 |  | 0 |  |  | 0 | 30 | 4 | 0 | 4 |  | 0 | 2 | 0 |  |  |  | 0 | 0 | 0 | 0 |  | 0
|  |  | SATARA (U) | S117 |  |  | 0 |  |  | 0 | 0 | 0 | 0 | 0 |  | 0 | 17 | 0 |  |  |  | 0 | 0 | 0 | 0 |  | 0
|  |  | Satara Div | D516 | 10 |  | 0 |  |  | 0 | 10 | 6025 | 0 | 6025 |  | 0 | 0 | 0 |  |  |  | 0 | 0 | 0 | 0 |  | 0
|  |  | SATARA I | 1181 |  | 1 | 3 |  |  | 0 | 4 | 0 | 0 | 0 |  | 0 | 0 | 0 |  |  |  | 0 | 0 | 0 | 0 |  | 0
|  |  | SATARA II | 1182 | 6 | 4 | 0 |  | 1 | 0 | 10 | 2 | 0 | 2 |  | 0 | 0 | 0 |  |  |  | 0 | 0 | 0 | 0 |  | 0
|  |  | Satara Road | 1236 | 1 | 9 | 0 |  |  | 0 | 10 | 1 | 0 | 1 |  | 0 | 3 | 0 |  |  |  | 0 | 0 | 0 | 0 |  | 0
|  |  | Targaon | 8314 | 15 | 3 | 1 |  |  | 0 | 19 | 0 | 0 | 0 |  | 0 | 0 | 0 |  |  |  | 0 | 0 | 0 | 0 |  | 0
|  |  | VADUTH | 1183 | 1 |  | 0 |  |  | 0 | 1 | 4 | 0 | 4 |  | 0 | 0 | 0 |  |  |  | 0 | 0 | 0 | 2 |  | 0
|  |  | Vendor Store Loc | V001 |  |  | 0 |  |  | 0 | 0 | 0 | 1 | 1 |  | 0 | 0 | 0 |  |  |  | 0 | 0 | 0 | 0 |  | 0
|  |  | WATHAR | S123 | 25 |  | 0 |  |  | 0 | 25 | 0 | 0 | 0 |  | 3 | 58 | 0 |  |  |  | 0 | 0 | 1 | 2 |  | 0
|  |  | Wathar ( K ) | 8313 |  | 2 | 0 |  | 2 | 0 | 2 | 0 | 0 | 0 |  | 0 | 4 | 0 |  |  |  | 0 | 0 | 0 | 0 |  | 0
|  |  | Wathar Stn. | 1231 |  | 4 | 0 |  |  | 0 | 4 | 0 | 0 | 0 |  | 0 | 8 | 0 |  |  |  | 0 | 0 | 0 | 0 |  | 0
|  | DIVISION TOTAL |  |  | 152 | 156 | 10 | 0 | 10 | 2 | 320 | 6049 | 2 | 6051 | 2 | 3 | 105 | 0 | 0 | 0 | 0 | 0 | 0 | 1 | 12 | 0 | 0
|  | Vaduj Division | AUNDH | 5711 | 13 |  | 0 |  |  | 0 | 13 | 0 | 0 | 0 |  | 0 | 0 | 0 |  |  |  | 0 | 0 | 0 | 0 |  | 0
|  |  |  | S571 |  |  | 0 |  |  | 0 | 0 | 0 | 0 | 0 |  | 0 | 104 | 0 |  |  |  | 0 | 0 | 0 | 0 |  | 0
|  |  | BUDH | 8305 | 17 | 16 | 0 |  |  | 0 | 33 | 2 | 0 | 2 |  | 1 | 27 | 0 |  |  |  | 0 | 0 | 0 | 0 |  | 0
|  |  | DAHIWADI | S116 | 15 |  | 0 |  |  | 0 | 15 | 0 | 0 | 0 |  | 2 | 2 | 0 |  |  |  | 0 | 0 | 0 | 2 |  | 0
|  |  | Dahiwadi R | 1162 |  |  | 0 |  |  | 0 | 0 | 4 | 0 | 4 |  | 0 | 0 | 0 |  |  |  | 0 | 0 | 0 | 0 |  | 0
|  |  | dahiwadi U | 1161 | 3 | 6 | 0 |  | 2 | 4 | 13 | 4 | 0 | 4 |  | 1 | 2 | 0 |  |  |  | 0 | 0 | 0 | 0 |  | 0
|  |  | Devapur | 1167 | 5 |  | 0 |  | 2 | 0 | 5 | 0 | 0 | 0 |  | 0 | 0 | 0 |  |  |  | 0 | 0 | 0 | 0 |  | 0
|  |  | Gondawale | 1164 |  |  | 1 |  |  | 0 | 1 | 6 | 0 | 6 |  | 0 | 0 | 0 |  |  |  | 0 | 0 | 0 | 0 |  | 0
|  |  | KatarKhatav | 1073 | 63 |  | 2 |  |  | 0 | 65 | 3 | 0 | 3 |  | 0 | 0 | 0 |  |  |  | 0 | 0 | 0 | 0 |  | 0
|  |  | KHATAV | 8303 | 48 |  | 0 |  |  | 0 | 48 | 0 | 0 | 0 |  | 0 | 0 | 0 |  |  |  | 0 | 0 | 0 | 0 |  | 0
|  |  | KHATAV S/DN. | S830 |  |  | 0 |  |  | 0 | 0 | 0 | 0 | 0 |  | 1 | 0 | 0 |  |  |  | 0 | 0 | 0 | 0 |  | 0
|  |  | Malawadi | 1163 |  |  | 0 |  |  | 0 | 0 | 1 | 0 | 1 |  | 0 | 0 | 0 |  |  |  | 0 | 0 | 0 | 0 |  | 0
|  |  | Mayani | 1074 |  |  | 0 |  |  | 0 | 0 | 4 | 0 | 4 |  | 0 | 0 | 0 |  |  |  | 0 | 0 | 0 | 0 |  | 0
|  |  | Mhaswad R | 1166 |  |  | 0 |  | 1 | 0 | 0 | 0 | 0 | 0 |  | 0 | 0 | 0 |  |  |  | 0 | 0 | 0 | 0 |  | 0
|  |  | Mhaswad U | 1165 |  | 22 | 0 |  |  | 0 | 22 | 0 | 0 | 0 |  | 2 | 2 | 0 |  |  |  | 0 | 0 | 0 | 0 |  | 0
|  |  | Nimasod | 1075 |  |  | 0 |  |  | 0 | 0 | 0 | 0 | 0 |  | 2 | 1 | 0 |  |  |  | 0 | 0 | 0 | 2 |  | 0
|  |  | pusesawali | 5712 | 1 | 1 | 0 |  |  | 0 | 2 | 0 | 0 | 0 |  | 0 | 0 | 0 |  |  |  | 0 | 0 | 0 | 0 |  | 0
|  |  | PUSSEGAON | 8304 | 18 |  | 0 |  |  | 0 | 18 | 0 | 0 | 0 |  | 0 | 0 | 0 |  |  |  | 0 | 0 | 0 | 0 |  | 0
|  |  | Vaduj (R) | 1072 |  | 45 | 0 |  |  | 0 | 45 | 0 | 0 | 0 |  | 0 | 0 | 0 |  |  |  | 0 | 0 | 0 | 0 |  | 0
|  |  | Vaduj Div | D520 | 40 |  | 0 |  |  | 0 | 40 | 4853 | 0 | 4853 |  | 13 | 23 | 0 |  |  |  | 5 | 11 | 1 | 0 |  | 0
|  |  | Vaduj Urban | 1071 |  |  | 0 |  |  | 0 | 0 | 0 | 0 | 0 |  | 1 | 0 | 0 |  |  |  | 0 | 0 | 0 | 1 |  | 0
|  | DIVISION TOTAL |  |  | 223 | 90 | 3 | 0 | 5 | 4 | 320 | 4877 | 0 | 4877 | 0 | 23 | 161 | 0 | 0 | 0 | 0 | 5 | 11 | 1 | 5 | 0 | 0
|  | Wai Division | ANEWADI | 1224 | 2 |  | 0 |  |  | 0 | 2 | 1 | 0 | 1 |  | 0 | 0 | 0 |  |  |  | 0 | 0 | 0 | 0 |  | 0
|  |  | KARHAR | 1223 | 14 |  | 0 |  |  | 0 | 14 | 0 | 0 | 0 |  | 1 | 0 | 0 |  |  |  | 0 | 0 | 0 | 0 |  | 0
|  |  | Kavathe | 1216 |  |  | 0 |  |  | 0 | 0 | 0 | 0 | 0 | 1 | 0 | 0 | 0 |  |  |  | 0 | 0 | 0 | 0 |  | 0
|  |  | Kenjal | 1214 |  | 3 | 0 |  |  | 0 | 3 | 0 | 0 | 0 |  | 0 | 0 | 0 |  |  |  | 0 | 0 | 0 | 0 |  | 0
|  |  | KUDAL | 1222 | 2 |  | 0 |  |  | 0 | 2 | 0 | 0 | 0 |  | 1 | 0 | 0 |  |  |  | 0 | 0 | 0 | 0 |  | 0
|  |  | MAHABALESHWAR 15 | S835 | 15 |  | 0 |  |  | 0 | 15 | 0 | 0 | 0 |  | 0 | 0 | 0 |  |  |  | 0 | 1 | 0 | 0 |  | 0
|  |  | MEDHA | 1221 | 22 |  | 0 |  |  | 0 | 22 | 0 | 0 | 0 |  | 0 | 0 | 0 |  |  |  | 0 | 0 | 0 | 0 |  | 0
|  |  | MEDHA | S122 |  |  | 0 |  |  | 0 | 0 | 0 | 0 | 0 |  | 1 | 0 | 0 |  |  |  | 0 | 0 | 0 | 0 |  | 0
|  |  | M'SHWAR R1 | 8352 |  | 3 | 0 |  |  | 0 | 3 | 0 | 0 | 0 |  | 1 | 0 | 0 |  |  |  | 0 | 0 | 0 | 0 |  | 0
|  |  | Pachgani Rural | 1205 | 19 |  | 0 |  |  | 0 | 19 | 0 | 0 | 0 |  | 1 | 0 | 0 |  |  |  | 0 | 0 | 0 | 0 |  | 0
|  |  | Pachgani Urban | 1204 | 2 |  | 0 |  |  | 0 | 2 | 0 | 0 | 0 |  | 1 | 0 | 0 |  |  |  | 0 | 0 | 0 | 0 |  | 0
|  |  | TAPOLA | 1225 | 10 |  | 0 |  |  | 0 | 10 | 0 | 0 | 0 |  | 0 | 0 | 0 |  |  |  | 0 | 0 | 0 | 0 |  | 0
|  |  | WAI | S121 | 25 |  | 1 |  |  | 0 | 26 | 2 | 0 | 2 |  | 0 | 0 | 0 |  |  |  | 0 | 0 | 0 | 0 |  | 0
|  |  | Wai Div | D700 | 40 |  | 2 |  |  | 0 | 42 | 586 | 0 | 586 |  | 11 | 75 | 0 |  |  |  | 13 | 37 | 0 | 0 |  | 0
|  |  | Wai Urban 1 | 1211 | 2 | 1 | 1 |  |  | 0 | 4 | 0 | 0 | 0 |  | 0 | 0 | 0 |  |  |  | 0 | 0 | 0 | 0 |  | 0
|  |  | Wai Urban 2 | 1212 |  | 1 | 1 |  |  | 0 | 2 | 0 | 0 | 0 |  | 0 | 0 | 0 |  |  |  | 0 | 0 | 0 | 0 |  | 0
|  | DIVISION TOTAL |  |  | 153 | 8 | 5 | 0 | 0 | 0 | 166 | 589 | 0 | 589 | 1 | 17 | 75 | 0 | 0 | 0 | 0 | 13 | 38 | 0 | 0 | 0 | 0
| CIRCLE TOTAL |  |  |  | 1425 | 271 | 24 | 0 | 16 | 11 | 1731 | 24263 | 206 | 24469 | 3 | 80 | 345 | 0 | 0 | 0 | 2 | 59 | 93 | 20 | 142 | 0 | 4
| SOLAPUR CIRCLE | Solapur Circle | com. Str. Mulshi | W514 |  |  | 0 |  |  | 0 | 0 | 1296 | 0 | 1296 |  | 0 | 0 | 0 |  |  |  | 0 | 0 | 0 | 0 |  | 0
|  |  | Solapur Test | T530 |  |  | 0 |  |  | 0 | 0 | 0 | 0 | 0 |  | 0 | 0 | 0 |  |  |  | 0 | 0 | 0 | 3 |  | 0
|  | Akluj Division | Akluj Div | D537 |  | 9 | 0 |  | 755 | 0 | 9 | 0 | 0 | 0 |  | 0 | 845 | 0 |  |  |  | 0 | 0 | 0 | 0 |  | 0
|  |  | AKLUJ I SUB-DN. | S100 |  | 9 | 0 |  |  | 0 | 9 | 3 | 0 | 3 |  | 0 | 0 | 0 |  |  |  | 0 | 0 | 0 | 0 |  | 0
|  |  | AKLUJ II SUB-DN. | S716 |  | 10 | 1 |  |  | 0 | 11 | 33 | 0 | 33 |  | 0 | 0 | 0 |  |  |  | 0 | 0 | 0 | 0 |  | 0
|  |  | AKLUJ URBAN | 1001 |  | 8 | 0 |  |  | 0 | 8 | 8 | 0 | 8 |  | 0 | 0 | 0 |  |  |  | 0 | 0 | 0 | 0 |  | 0
|  |  | BONDALE | 7165 |  |  | 0 |  |  | 0 | 0 | 10 | 0 | 10 |  | 0 | 0 | 0 |  |  |  | 0 | 0 | 0 | 0 |  | 0
|  |  | DHARMPURI | 1033 |  |  | 0 |  |  | 0 | 0 | 1 | 0 | 1 |  | 0 | 0 | 0 |  |  |  | 0 | 0 | 0 | 0 |  | 0
|  |  | MALINAGAR R-II | 1004 |  | 2 | 0 |  |  | 0 | 2 | 6 | 0 | 6 |  | 0 | 0 | 0 |  |  |  | 0 | 0 | 0 | 0 |  | 0
|  |  | MALSHIRAS | 8081 | 2 | 15 | 1 |  |  | 0 | 18 | 0 | 0 | 0 |  | 0 | 0 | 0 |  |  |  | 0 | 0 | 0 | 0 |  | 0
|  |  | MALSHIRAS S/DN. | S808 |  | 38 | 0 |  |  | 0 | 38 | 80 | 0 | 80 |  | 0 | 0 | 0 |  |  |  | 0 | 0 | 0 | 0 |  | 0
|  |  | NATEPUTE | S103 |  | 5 | 0 |  |  | 0 | 5 | 53 | 0 | 53 |  | 0 | 0 | 0 |  |  |  | 0 | 0 | 0 | 0 |  | 0
|  |  | NATEPUTE-1 | 1031 |  | 7 | 0 |  |  | 0 | 7 | 8 | 0 | 8 |  | 0 | 0 | 0 |  |  |  | 0 | 0 | 0 | 0 |  | 0
|  |  | NATEPUTE-2 | 1032 |  | 3 | 0 |  |  | 0 | 3 | 0 | 0 | 0 |  | 0 | 0 | 0 |  |  |  | 0 | 0 | 0 | 0 |  | 0
|  |  | PILIV | 7163 |  | 5 | 0 |  |  | 0 | 5 | 14 | 0 | 14 |  | 0 | 1 | 0 |  |  |  | 0 | 0 | 0 | 0 |  | 0
|  |  | SADASHIVNAGAR | 8082 | 2 | 5 | 1 |  |  | 0 | 8 | 1 | 0 | 1 |  | 0 | 0 | 0 |  |  |  | 0 | 0 | 0 | 0 |  | 0
|  |  | SHRIPUR | 7162 |  | 3 | 0 |  |  | 0 | 3 | 13 | 0 | 13 |  | 0 | 0 | 0 |  |  |  | 0 | 0 | 0 | 0 |  | 0
|  |  | VELAPUR-I | 7161 |  |  | 0 |  |  | 0 | 0 | 1 | 0 | 1 |  | 0 | 0 | 0 |  |  |  | 0 | 0 | 0 | 0 |  | 0
|  |  | VELAPUR-II | 7164 |  | 2 | 0 |  |  | 0 | 2 | 18 | 0 | 18 |  | 0 | 0 | 0 |  |  |  | 0 | 0 | 0 | 0 |  | 0
|  |  | VIZORI R-I | 1003 |  | 1 | 0 |  |  | 0 | 1 | 13 | 0 | 13 |  | 0 | 0 | 0 |  |  |  | 0 | 0 | 0 | 0 |  | 0
|  |  | YASHWANT NAGAR | 1002 |  |  | 0 |  |  | 0 | 0 | 9 | 0 | 9 |  | 0 | 0 | 0 |  |  |  | 0 | 0 | 0 | 0 |  | 0
|  | DIVISION TOTAL |  |  | 4 | 122 | 3 | 0 | 755 | 0 | 129 | 271 | 0 | 271 | 0 | 0 | 846 | 0 | 0 | 0 | 0 | 0 | 0 | 0 | 0 | 0 | 0
|  | Barsi Division | A ZONE | 0901 |  |  | 0 |  |  | 0 | 0 | 3 | 0 | 3 |  | 0 | 0 | 0 |  |  |  | 0 | 0 | 0 | 0 |  | 0
|  |  | ADHEGAON | 8214 |  | 6 | 0 |  | 1 | 5 | 11 | 15 | 0 | 15 |  | 0 | 0 | 0 |  |  |  | 0 | 0 | 0 | 0 |  | 0
|  |  | AGALGAON | 0911 | 5 |  | 0 |  |  | 0 | 5 | 0 | 0 | 0 |  | 0 | 0 | 0 |  |  |  | 0 | 0 | 0 | 0 |  | 0
|  |  | B ZONE | 0902 | 4 | 1 | 0 |  |  | 0 | 5 | 10 | 0 | 10 |  | 0 | 0 | 0 |  |  |  | 0 | 0 | 0 | 0 |  | 0
|  |  | BARSHI (R) S/DN. | S091 |  |  | 0 |  |  | 0 | 0 | 20 | 0 | 20 |  | 0 | 0 | 0 |  |  |  | 0 | 0 | 0 | 0 |  | 0
|  |  | BARSHI (U) S/DN. | S090 |  |  | 0 |  |  | 0 | 0 | 5 | 0 | 5 |  | 0 | 0 | 0 |  |  |  | 0 | 0 | 0 | 0 |  | 0
|  |  | BARSHI R-1 | 0917 |  |  | 0 |  |  | 0 | 0 | 1 | 0 | 1 |  | 0 | 0 | 0 |  |  |  | 0 | 0 | 0 | 0 |  | 0
|  |  | BARSHI R-2 | 0919 |  |  | 0 |  |  | 0 | 0 | 1 | 0 | 1 |  | 0 | 0 | 0 |  |  |  | 0 | 0 | 0 | 0 |  | 0
|  |  | Barsi Div | D531 | 50 |  | 0 |  |  | 0 | 50 | 25 | 0 | 25 | 1 | 10 | 10 | 0 |  |  |  | 0 | 0 | 0 | 37 |  | 0
|  |  | JEUR SUB-DIVISIO | S757 | 1 |  | 0 |  |  | 0 | 1 | 120 | 0 | 120 |  | 0 | 0 | 0 |  |  |  | 0 | 0 | 0 | 0 |  | 0
|  |  | KANDAR | 7573 | 2 |  | 0 |  |  | 0 | 2 | 7 | 0 | 7 |  | 0 | 0 | 0 |  |  |  | 0 | 0 | 0 | 0 |  | 0
|  |  | KARMALA R-I | 0931 |  |  | 3 |  |  | 0 | 3 | 0 | 0 | 0 |  | 0 | 0 | 0 |  |  |  | 0 | 0 | 0 | 0 |  | 0
|  |  | KARMALA R-II | 0933 | 1 |  | 1 |  |  | 0 | 2 | 0 | 0 | 0 |  | 0 | 0 | 0 |  |  |  | 0 | 0 | 0 | 0 |  | 0
|  |  | KARMALA S/DN. | S093 |  | 1 | 0 |  |  | 0 | 1 | 0 | 0 | 0 |  | 0 | 105 | 0 |  |  |  | 0 | 0 | 0 | 0 |  | 0
|  |  | KARMALA URBAN | 0932 |  | 20 | 0 |  |  | 0 | 20 | 2 | 0 | 2 |  | 0 | 0 | 0 |  |  |  | 0 | 0 | 0 | 0 |  | 0
|  |  | KETTUR | 0934 | 1 |  | 0 |  |  | 1 | 2 | 12 | 0 | 12 |  | 0 | 0 | 0 |  |  |  | 0 | 0 | 0 | 0 |  | 0
|  |  | KURDUWADI R-1 | 0922 |  | 1 | 0 |  | 1 | 0 | 1 | 2 | 0 | 2 |  | 0 | 0 | 0 |  |  |  | 0 | 0 | 0 | 0 |  | 0
|  |  | KURDUWADI R-2 | 0923 |  | 4 | 2 |  |  | 0 | 6 | 7 | 0 | 7 |  | 0 | 0 | 0 |  |  |  | 0 | 0 | 0 | 0 |  | 0
|  |  | KURDUWADI S/DN | S092 |  |  | 1 |  |  | 0 | 1 | 10 | 0 | 10 |  | 138 | 338 | 0 |  |  |  | 0 | 0 | 0 | 0 |  | 0
|  |  | KURDUWADI URBAN | 0921 |  | 15 | 0 |  |  | 0 | 15 | 5 | 0 | 5 |  | 0 | 0 | 0 |  |  |  | 0 | 0 | 0 | 0 |  | 0
|  |  | MADHA SUB-DIVISI | S806 | 23 | 8 | 9 |  |  | 0 | 40 | 23 | 0 | 23 |  | 0 | 0 | 0 |  |  |  | 0 | 0 | 0 | 0 |  | 0
|  |  | MADHA-1 | 8061 | 4 | 5 | 1 |  |  | 1 | 11 | 4 | 0 | 4 |  | 0 | 0 | 0 |  |  |  | 0 | 0 | 0 | 0 |  | 0
|  |  | MADHA-2 | 8063 | 13 | 7 | 2 |  | 3 | 0 | 22 | 0 | 0 | 0 |  | 0 | 0 | 0 |  |  |  | 0 | 0 | 0 | 0 |  | 0
|  |  | MANEGAON | 8062 | 4 |  | 1 |  | 4 | 4 | 9 | 1 | 0 | 1 |  | 0 | 0 | 0 |  |  |  | 0 | 0 | 0 | 0 |  | 0
|  |  | MODNIMB | 8211 | 3 |  | 0 |  |  | 0 | 3 | 63 | 0 | 63 |  | 0 | 0 | 0 |  |  |  | 0 | 0 | 0 | 0 |  | 0
|  |  | PANGRI | 0916 |  |  | 0 |  |  | 0 | 0 | 5 | 0 | 5 |  | 0 | 0 | 0 |  |  |  | 0 | 0 | 0 | 0 |  | 0
|  |  | PIMPALNER | 8213 | 2 |  | 0 |  |  | 0 | 2 | 15 | 0 | 15 |  | 0 | 0 | 0 |  |  |  | 0 | 0 | 0 | 0 |  | 0
|  |  | SADE | 7574 |  |  | 1 |  |  | 0 | 1 | 0 | 0 | 0 |  | 0 | 0 | 0 |  |  |  | 0 | 0 | 0 | 0 |  | 0
|  |  | SURDI | 0918 |  |  | 0 |  |  | 0 | 0 | 5 | 0 | 5 |  | 0 | 0 | 0 |  |  |  | 0 | 0 | 0 | 0 |  | 0
|  |  | TEMBHURNI | 8212 |  |  | 0 |  |  | 0 | 0 | 116 | 0 | 116 |  | 0 | 0 | 0 |  |  |  | 0 | 0 | 0 | 0 |  | 0
|  |  | TERMBHURNI S/DN. | S821 |  |  | 7 |  |  | 0 | 7 | 5 | 0 | 5 |  | 0 | 0 | 0 |  |  |  | 0 | 0 | 0 | 0 |  | 0
|  |  | UPLE( D) | 0912 |  |  | 0 |  |  | 0 | 0 | 11 | 0 | 11 |  | 0 | 0 | 0 |  |  |  | 0 | 0 | 0 | 0 |  | 0
|  |  | VAIRAG-1 | 0914 |  |  | 0 |  |  | 0 | 0 | 2 | 0 | 2 |  | 0 | 0 | 0 |  |  |  | 0 | 0 | 0 | 0 |  | 0
|  |  | VAIRAG-2 | 0915 |  |  | 0 |  |  | 0 | 0 | 21 | 0 | 21 |  | 0 | 0 | 0 |  |  |  | 0 | 0 | 0 | 0 |  | 0
|  | DIVISION TOTAL |  |  | 113 | 68 | 28 | 0 | 9 | 11 | 220 | 516 | 0 | 516 | 1 | 148 | 453 | 0 | 0 | 0 | 0 | 0 | 0 | 0 | 37 | 0 | 0
|  | Pandharpur Division | andhalgaon | 1025 | 10 |  | 0 |  |  | 0 | 10 | 0 | 0 | 0 |  | 0 | 0 | 0 |  |  |  | 0 | 0 | 0 | 0 |  | 0
|  |  | BHALAWANI | 0984 |  |  | 0 |  |  | 0 | 0 | 5 | 0 | 5 |  | 0 | 0 | 0 |  |  |  | 0 | 0 | 0 | 0 |  | 0
|  |  | BHANDISHEGAON | 0986 |  |  | 0 |  |  | 0 | 0 | 16 | 0 | 16 |  | 0 | 0 | 0 |  |  |  | 0 | 0 | 0 | 0 |  | 0
|  |  | bhose | 7155 |  |  | 0 |  |  | 0 | 0 | 8 | 0 | 8 |  | 0 | 0 | 0 |  |  |  | 0 | 0 | 0 | 0 |  | 0
|  |  | borale | 1023 |  | 1 | 0 |  | 1 | 0 | 1 | 17 | 0 | 17 |  | 0 | 0 | 0 |  |  |  | 0 | 0 | 0 | 0 |  | 0
|  |  | CHALE | 0982 |  |  | 0 |  |  | 0 | 0 | 1 | 0 | 1 |  | 0 | 0 | 0 |  |  |  | 0 | 0 | 0 | 0 |  | 0
|  |  | GADEGAON | 0985 |  | 1 | 1 |  |  | 0 | 2 | 4 | 0 | 4 |  | 0 | 0 | 0 |  |  |  | 0 | 0 | 0 | 0 |  | 0
|  |  | GHERDI | 1018 |  |  | 1 |  |  | 0 | 1 | 0 | 0 | 0 |  | 0 | 0 | 0 |  |  |  | 0 | 0 | 0 | 0 |  | 0
|  |  | JAWALA | 1014 | 27 |  | 4 |  |  | 0 | 31 | 0 | 0 | 0 |  | 0 | 0 | 0 |  |  |  | 0 | 0 | 0 | 0 |  | 0
|  |  | KARKAMB | 7153 |  |  | 0 |  |  | 0 | 0 | 5 | 0 | 5 |  | 0 | 0 | 0 |  |  |  | 0 | 0 | 0 | 0 |  | 0
|  |  | KHARDI | 0983 |  |  | 0 |  |  | 0 | 0 | 0 | 0 | 0 |  | 0 | 1 | 0 |  |  |  | 0 | 0 | 0 | 0 |  | 0
|  |  | MAHUD | 1017 | 9 |  | 6 |  |  | 1 | 16 | 11 | 0 | 11 |  | 0 | 0 | 0 |  |  |  | 0 | 0 | 0 | 0 |  | 0
|  |  | MANGALWEDHA(R) | 1022 | 14 |  | 0 |  |  | 0 | 14 | 19 | 0 | 19 |  | 0 | 0 | 0 |  |  |  | 0 | 0 | 0 | 0 |  | 0
|  |  | MANGALWEDHA(U) | 1021 |  | 1 | 0 |  |  | 0 | 1 | 1 | 0 | 1 |  | 0 | 0 | 0 |  |  |  | 0 | 0 | 0 | 0 |  | 0
|  |  | Marawade | 1024 | 10 | 4 | 0 |  |  | 0 | 14 | 8 | 0 | 8 |  | 0 | 0 | 0 |  |  |  | 0 | 0 | 0 | 0 |  | 0
|  |  | Navi Juni Peth | 0992 | 6 |  | 0 |  |  | 0 | 6 | 0 | 0 | 0 |  | 0 | 0 | 0 |  |  |  | 0 | 0 | 0 | 0 |  | 0
|  |  | NAZRA | 1016 |  |  | 0 |  |  | 0 | 0 | 2 | 0 | 2 |  | 0 | 0 | 0 |  |  |  | 0 | 0 | 0 | 0 |  | 0
|  |  | Nimboni | 1026 |  |  | 1 |  |  | 0 | 1 | 6 | 0 | 6 |  | 0 | 0 | 0 |  |  |  | 0 | 0 | 0 | 0 |  | 0
|  |  | Pandharpur Div | D536 | 100 | 3 | 3 |  | 11 | 0 | 106 | 60 | 0 | 60 | 1 | 10 | 11 | 0 |  |  |  | 0 | 0 | 0 | 0 |  | 0
|  |  | PANDHARPUR R-I S | S098 | 15 |  | 0 |  |  | 0 | 15 | 0 | 0 | 0 |  | 0 | 1 | 0 |  |  |  | 0 | 0 | 0 | 0 |  | 0
|  |  | PANDHARPUR RII | 7152 | 3 |  | 2 |  | 1 | 0 | 5 | 5 | 0 | 5 |  | 0 | 0 | 0 |  |  |  | 0 | 0 | 0 | 0 |  | 0
|  |  | SANGOLA | S101 | 1 |  | 0 |  |  | 0 | 1 | 10 | 0 | 10 |  | 0 | 1 | 0 |  |  |  | 0 | 0 | 0 | 0 |  | 0
|  |  | SANGOLA R-I | 1012 | 1 |  | 0 |  |  | 0 | 1 | 0 | 0 | 0 |  | 0 | 1 | 0 |  |  |  | 0 | 0 | 0 | 0 |  | 0
|  |  | SANGOLA R-II | 1019 |  |  | 0 |  |  | 0 | 0 | 0 | 0 | 0 |  | 0 | 1 | 0 |  |  |  | 0 | 0 | 0 | 0 |  | 0
|  |  | SANGOLA(U) | 1011 |  |  | 0 |  |  | 0 | 0 | 8 | 0 | 8 |  | 0 | 2 | 0 |  |  |  | 0 | 0 | 0 | 0 |  | 0
|  |  | Station Road | 0993 |  | 1 | 0 |  |  | 0 | 1 | 16 | 0 | 16 |  | 0 | 0 | 0 |  |  |  | 0 | 0 | 0 | 0 |  | 0
|  |  | TUNGAT | 7151 | 1 |  | 0 |  |  | 0 | 1 | 4 | 0 | 4 |  | 0 | 0 | 0 |  |  |  | 0 | 0 | 0 | 0 |  | 0
|  |  | Vendor Store Loc | V001 |  |  | 0 |  |  | 0 | 0 | 0 | 5 | 5 |  | 0 | 0 | 0 |  |  |  | 0 | 0 | 0 | 0 |  | 0
|  |  | Vitthal Mandir | 0991 |  |  | 1 |  |  | 0 | 1 | 3 | 0 | 3 |  | 0 | 0 | 0 |  |  |  | 0 | 0 | 0 | 0 |  | 0
|  | DIVISION TOTAL |  |  | 197 | 11 | 19 | 0 | 13 | 1 | 228 | 209 | 5 | 214 | 1 | 10 | 18 | 0 | 0 | 0 | 0 | 0 | 0 | 0 | 0 | 0 | 0
|  | Solapur Rural Division | AKKALKOT S/DN. | S096 |  |  | 0 |  |  | 0 | 0 | 0 | 0 | 0 |  | 0 | 1 | 0 |  |  |  | 0 | 0 | 0 | 0 |  | 0
|  |  | AKT(R) | 0966 | 11 | 1 | 0 |  |  | 0 | 12 | 0 | 0 | 0 |  | 0 | 0 | 0 |  |  |  | 0 | 0 | 0 | 0 |  | 0
|  |  | AKT(U) | 0965 |  | 7 | 0 |  |  | 0 | 7 | 1 | 0 | 1 |  | 0 | 0 | 0 |  |  |  | 0 | 0 | 0 | 0 |  | 0
|  |  | ANAGAR | 0973 |  |  | 3 |  |  | 0 | 3 | 10 | 0 | 10 |  | 0 | 0 | 0 |  |  |  | 0 | 0 | 0 | 0 |  | 0
|  |  | ANTROLI | 0952 | 3 |  | 0 |  |  | 0 | 3 | 1 | 0 | 1 |  | 0 | 0 | 0 |  |  |  | 0 | 0 | 0 | 0 |  | 0
|  |  | Bale | 0941 | 5 | 2 | 1 |  |  | 0 | 8 | 17 | 0 | 17 |  | 0 | 1 | 0 |  |  |  | 0 | 0 | 0 | 0 |  | 0
|  |  | BEGUMPUR | 0979 |  |  | 0 |  |  | 0 | 0 | 8 | 0 | 8 |  | 0 | 0 | 0 |  |  |  | 0 | 0 | 0 | 0 |  | 0
|  |  | BHANDARKAWATHE | 0953 | 6 | 1 | 0 |  |  | 0 | 7 | 20 | 0 | 20 |  | 0 | 0 | 0 |  |  |  | 0 | 0 | 0 | 0 |  | 0
|  |  | BORAMANI | 0954 |  | 1 | 0 |  |  | 0 | 1 | 0 | 0 | 0 |  | 0 | 0 | 0 |  |  |  | 0 | 0 | 0 | 0 |  | 0
|  |  | DEGAON | 0944 |  | 1 | 0 |  |  | 0 | 1 | 2 | 0 | 2 |  | 0 | 0 | 0 |  |  |  | 0 | 0 | 0 | 0 |  | 0
|  |  | DUDHANI | 0968 | 7 | 4 | 2 |  |  | 4 | 17 | 4 | 0 | 4 |  | 0 | 0 | 0 |  |  |  | 0 | 0 | 0 | 0 |  | 0
|  |  | HAGLOOR | 0957 | 71 | 4 | 0 |  |  | 0 | 75 | 0 | 0 | 0 |  | 0 | 0 | 0 |  |  |  | 0 | 0 | 0 | 0 |  | 0
|  |  | HANNUR | 0964 | 1 | 1 | 1 |  |  | 1 | 4 | 47 | 0 | 47 |  | 0 | 0 | 0 |  |  |  | 0 | 0 | 0 | 0 |  | 0
|  |  | HOTGI | 0956 | 1 |  | 0 |  |  | 0 | 1 | 5 | 0 | 5 |  | 0 | 0 | 0 |  |  |  | 0 | 0 | 0 | 0 |  | 0
|  |  | KAMATI | 0975 | 1 |  | 0 |  |  | 0 | 1 | 9 | 0 | 9 |  | 0 | 0 | 0 |  |  |  | 0 | 0 | 0 | 0 |  | 0
|  |  | Karamba | 0942 |  | 7 | 0 |  |  | 0 | 7 | 13 | 0 | 13 |  | 0 | 0 | 0 |  |  |  | 0 | 0 | 0 | 0 |  | 0
|  |  | KARJGI | 0961 | 11 |  | 0 |  |  | 1 | 12 | 4 | 0 | 4 |  | 0 | 0 | 0 |  |  |  | 0 | 0 | 0 | 0 |  | 0
|  |  | KURUL | 0974 | 2 |  | 0 |  |  | 0 | 2 | 0 | 0 | 0 |  | 0 | 0 | 0 |  |  |  | 0 | 0 | 0 | 0 |  | 0
|  |  | LAMBOTI | 0972 | 1 |  | 0 |  |  | 0 | 1 | 0 | 0 | 0 |  | 0 | 0 | 0 |  |  |  | 0 | 0 | 0 | 0 |  | 0
|  |  | MAINDARGI | 0963 |  |  | 0 |  |  | 0 | 0 | 3 | 0 | 3 |  | 0 | 0 | 0 |  |  |  | 0 | 0 | 0 | 0 |  | 0
|  |  | MANDRUP | 0951 | 20 | 2 | 7 |  |  | 0 | 29 | 0 | 0 | 0 |  | 0 | 0 | 0 |  |  |  | 0 | 0 | 0 | 0 |  | 0
|  |  | MIDC | 0945 | 1 | 6 | 0 |  |  | 0 | 7 | 13 | 0 | 13 |  | 0 | 0 | 0 |  |  |  | 0 | 0 | 0 | 0 |  | 0
|  |  | MOHOL S/DN. | S097 |  |  | 0 |  |  | 0 | 0 | 230 | 0 | 230 |  | 0 | 0 | 0 |  |  |  | 0 | 0 | 0 | 0 |  | 0
|  |  | MOHOL URBAN | 0971 |  | 1 | 1 |  |  | 0 | 2 | 6 | 0 | 6 |  | 0 | 0 | 0 |  |  |  | 0 | 0 | 0 | 0 |  | 0
|  |  | NAGANSUR | 0967 | 11 |  | 0 |  |  | 0 | 11 | 9 | 0 | 9 |  | 0 | 0 | 0 |  |  |  | 0 | 0 | 0 | 0 |  | 0
|  |  | Nannaj | 0943 | 1 | 11 | 0 |  |  | 0 | 12 | 4 | 0 | 4 |  | 0 | 0 | 0 |  |  |  | 0 | 0 | 0 | 0 |  | 0
|  |  | NARKHED | 0978 |  |  | 0 |  |  | 0 | 0 | 5 | 0 | 5 |  | 0 | 0 | 0 |  |  |  | 0 | 0 | 0 | 0 |  | 0
|  |  | PENUR | 0976 |  |  | 0 |  |  | 0 | 0 | 10 | 0 | 10 |  | 0 | 0 | 0 |  |  |  | 0 | 0 | 0 | 0 |  | 0
|  |  | SHETFAL | 0977 |  |  | 0 |  |  | 0 | 0 | 10 | 0 | 10 |  | 0 | 0 | 0 |  |  |  | 0 | 0 | 0 | 0 |  | 0
|  |  | Solapur R Div | D533 |  |  | 0 |  | 20 | 0 | 0 | 425 | 0 | 425 |  | 90 | 58 | 0 |  |  |  | 0 | 0 | 0 | 0 |  | 0
|  |  | SOLAPUR R-I S/DN | S094 |  |  | 0 |  |  | 0 | 0 | 91 | 0 | 91 |  | 0 | 1 | 0 |  |  |  | 0 | 0 | 0 | 0 |  | 0
|  |  | SOLAPUR R-II S/D | S095 |  |  | 0 |  |  | 0 | 0 | 88 | 0 | 88 |  | 0 | 0 | 0 |  |  |  | 0 | 0 | 0 | 0 |  | 0
|  |  | Soregaon | 0946 |  | 2 | 2 |  |  | 0 | 4 | 13 | 0 | 13 |  | 0 | 0 | 0 |  |  |  | 0 | 0 | 0 | 0 |  | 0
|  |  | TADWAL | 0969 |  |  | 0 |  |  | 0 | 0 | 10 | 0 | 10 |  | 0 | 0 | 0 |  |  |  | 0 | 0 | 0 | 0 |  | 0
|  |  | WADAKBAL | 0958 | 3 | 2 | 0 |  |  | 0 | 5 | 55 | 0 | 55 |  | 0 | 0 | 0 |  |  |  | 0 | 0 | 0 | 0 |  | 0
|  |  | BALIVES | 0861 | 2 |  | 0 |  |  | 0 | 2 | 0 | 0 | 0 |  | 0 | 0 | 0 |  |  |  | 0 | 0 | 0 | 0 |  | 0
|  |  | BHAWANI PETH | 0871 | 1 |  | 0 |  |  | 0 | 1 | 1 | 0 | 1 |  | 0 | 0 | 0 |  |  |  | 0 | 0 | 0 | 0 |  | 0
|  |  | CIVIL | 0884 |  |  | 0 |  |  | 0 | 0 | 1 | 0 | 1 |  | 0 | 0 | 0 |  |  |  | 0 | 0 | 0 | 0 |  | 0
|  |  | DCOURT | 0883 |  |  | 0 |  |  | 0 | 0 | 2 | 0 | 2 |  | 0 | 0 | 0 |  |  |  | 0 | 0 | 0 | 0 |  | 0
|  |  | Gurunanak Nagar | 5791 | 3 |  | 0 |  |  | 0 | 3 | 2 | 0 | 2 |  | 0 | 0 | 0 |  |  |  | 0 | 0 | 0 | 0 |  | 0
|  |  | Hatture Wasti | 5794 | 1 |  | 0 |  |  | 0 | 1 | 0 | 0 | 0 |  | 0 | 0 | 0 |  |  |  | 0 | 0 | 0 | 0 |  | 0
|  |  | Industrial Estat | 5792 | 1 |  | 1 |  |  | 0 | 2 | 0 | 0 | 0 |  | 0 | 3 | 0 |  |  |  | 0 | 0 | 0 | 0 |  | 0
|  |  | JOD BASAVANNA | 0893 | 3 | 1 | 1 |  |  | 0 | 5 | 3 | 0 | 3 |  | 0 | 0 | 0 |  |  |  | 0 | 0 | 0 | 0 |  | 0
|  |  | Jule Solapur | 5795 | 2 | 15 | 0 |  |  | 0 | 17 | 0 | 0 | 0 |  | 0 | 1 | 0 |  |  |  | 0 | 0 | 0 | 0 |  | 0
|  |  | KAVITANAGAR | 0891 | 5 | 10 | 1 |  |  | 0 | 16 | 5 | 0 | 5 |  | 0 | 0 | 0 |  |  |  | 0 | 0 | 0 | 0 |  | 0
|  |  | LAXMI MARKET | 0874 | 2 |  | 0 |  |  | 0 | 2 | 0 | 0 | 0 |  | 0 | 0 | 0 |  |  |  | 0 | 0 | 0 | 0 |  | 0
|  |  | LAXMI VISHNU | 0864 | 1 |  | 0 |  |  | 0 | 1 | 1 | 0 | 1 |  | 0 | 0 | 0 |  |  |  | 0 | 0 | 0 | 0 |  | 0
|  |  | MIDC | 0892 |  | 2 | 0 |  |  | 0 | 2 | 0 | 0 | 0 |  | 0 | 0 | 0 |  |  |  | 0 | 0 | 0 | 0 |  | 0
|  |  | Navi Ves | 0863 |  | 1 | 0 |  |  | 0 | 1 | 0 | 0 | 0 |  | 0 | 0 | 0 |  |  |  | 0 | 0 | 0 | 0 |  | 0
|  |  | Neharu Nagar | 5796 | 1 |  | 1 |  |  | 0 | 2 | 0 | 0 | 0 |  | 0 | 3 | 0 |  |  |  | 0 | 0 | 0 | 0 |  | 0
|  |  | POLYTECHNIC | 0894 |  |  | 0 |  |  | 0 | 0 | 1 | 0 | 1 |  | 0 | 0 | 0 |  |  |  | 0 | 0 | 0 | 0 |  | 0
|  |  | RAMLAL | 0881 | 2 |  | 0 |  |  | 0 | 2 | 0 | 0 | 0 |  | 0 | 0 | 0 |  |  |  | 0 | 0 | 0 | 0 |  | 0
|  |  | Shubhray Tower | 0862 | 1 | 1 | 0 |  |  | 0 | 2 | 0 | 0 | 0 |  | 0 | 0 | 0 |  |  |  | 0 | 0 | 0 | 0 |  | 0
|  |  | SOLAPUR (B) S/DN | S087 |  |  | 0 |  |  | 0 | 0 | 6 | 0 | 6 |  | 0 | 0 | 0 |  |  |  | 0 | 0 | 0 | 0 |  | 0
|  |  | SOLAPUR (E) S/DN | S579 | 10 |  | 0 |  |  | 0 | 10 | 5 | 0 | 5 |  | 0 | 0 | 0 |  |  |  | 0 | 0 | 0 | 0 |  | 0
|  |  | Solapur U Div | D131 |  | 2 | 0 |  |  | 0 | 2 | 0 | 0 | 0 |  | 0 | 22 | 0 |  |  |  | 0 | 0 | 5 | 34 |  | 0
|  |  | Swagat Nagar | 5793 | 5 |  | 0 |  |  | 0 | 5 | 0 | 0 | 0 |  | 0 | 3 | 0 |  |  |  | 0 | 0 | 0 | 0 |  | 0
|  |  | TULJHAPURVES 1 | 0872 | 2 |  | 0 |  |  | 0 | 2 | 0 | 0 | 0 |  | 0 | 0 | 0 |  |  |  | 0 | 0 | 0 | 0 |  | 0
|  |  | TULJHAPURVES 2 | 0875 | 8 |  | 0 |  |  | 0 | 8 | 1 | 0 | 1 |  | 0 | 0 | 0 |  |  |  | 0 | 0 | 0 | 0 |  | 0
|  |  | WATER WORKS | 0873 | 1 |  | 0 |  |  | 0 | 1 | 1 | 0 | 1 |  | 0 | 0 | 0 |  |  |  | 0 | 0 | 0 | 0 |  | 0
|  | DIVISION TOTAL |  |  | 207 | 85 | 21 | 0 | 20 | 6 | 319 | 1142 | 0 | 1142 | 0 | 90 | 93 | 0 | 0 | 0 | 0 | 0 | 0 | 5 | 34 | 0 | 0
| CIRCLE TOTAL |  |  |  | 521 | 286 | 71 | 0 | 797 | 18 | 896 | 3434 | 5 | 3439 | 2 | 248 | 1410 | 0 | 0 | 0 | 0 | 0 | 0 | 5 | 74 | 0 | 0
ZONE TOTAL |  |  |  |  | 2909 | 695 | 160 | 201 | 3874 | 36 | 3800 | 29406 | 547 | 29953 | 8 | 519 | 1763 | 15 | 20 | 106 | 65 | 344 | 176 | 25 | 219 | 0 | 4
KOLHAPUR ZONE | KOLHAPUR CIRCLE | Kolhapur Circle | Com Str Kolhapur | W111 |  |  | 10 | 7 | 90 | 2 | 12 | 13 | 0 | 13 | 18 | 0 | 0 | 0 |  |  |  | 0 | 0 | 0 | 3 |  | 0
|  |  | com. Str. Mulshi | W514 |  |  | 0 |  |  | 0 | 0 | 1133 | 0 | 1133 | 2 | 0 | 0 | 0 |  |  |  | 0 | 0 | 0 | 0 |  | 0
|  |  | Kolhapur test | T500 |  |  | 0 |  |  | 0 | 0 | 0 | 0 | 0 |  | 0 | 0 | 0 |  |  |  | 0 | 0 | 0 | 2 |  | 0
|  | Gadhinglaj Division | Ajara Sub-Div | S022 |  | 31 | 0 |  |  | 0 | 31 | 0 | 0 | 0 |  | 0 | 0 | 0 |  |  |  | 0 | 0 | 0 | 0 |  | 0
|  |  | AJARA 2 | 222 |  | 5 | 0 |  |  | 0 | 5 | 2 | 0 | 2 |  | 0 | 0 | 0 |  |  |  | 0 | 0 | 0 | 0 |  | 0
|  |  | AJARA 3 | 223 |  |  | 0 |  |  | 0 | 0 | 3 | 0 | 3 |  | 0 | 0 | 0 |  |  |  | 0 | 0 | 0 | 0 |  | 0
|  |  | Chandgad 1 | 231 |  | 20 | 0 |  |  | 0 | 20 | 9 | 0 | 9 |  | 0 | 0 | 0 |  |  |  | 0 | 0 | 0 | 0 |  | 0
|  |  | Chandgad Sub-Div | S023 | 1 | 1 | 0 |  |  | 0 | 2 | 18 | 0 | 18 |  | 7 | 0 | 0 |  |  |  | 0 | 0 | 0 | 0 |  | 0
|  |  | Chandgad-2 | 233 |  | 2 | 0 |  |  | 0 | 2 | 0 | 0 | 0 |  | 0 | 0 | 0 |  |  |  | 0 | 0 | 0 | 0 |  | 0
|  |  | Chandgad-3 | 234 |  | 2 | 0 |  |  | 0 | 2 | 1 | 0 | 1 |  | 0 | 0 | 0 |  |  |  | 0 | 0 | 0 | 0 |  | 0
|  |  | DUNDAGE | 254 | 3 | 15 | 0 |  | 1 | 0 | 18 | 14 | 0 | 14 |  | 0 | 0 | 0 |  |  |  | 0 | 0 | 0 | 0 |  | 0
|  |  | GADHINGLAJ | S025 |  | 32 | 0 |  |  | 0 | 32 | 6 | 0 | 6 |  | 0 | 0 | 0 |  |  |  | 0 | 0 | 0 | 0 |  | 0
|  |  | Gadhinglaj Div | D112 |  |  | 0 |  |  | 0 | 0 | 0 | 0 | 0 |  | 13 | 23 | 0 |  |  |  | 0 | 0 | 3 | 0 |  | 0
|  |  | GADHINGLAJ U (I) | 251 |  |  | 0 |  |  | 0 | 0 | 1 | 0 | 1 |  | 0 | 0 | 0 |  |  |  | 0 | 0 | 0 | 0 |  | 0
|  |  | GADHINGLAJ U(II) | 252 |  |  | 0 |  |  | 0 | 0 | 4 | 0 | 4 |  | 0 | 0 | 0 |  |  |  | 0 | 0 | 0 | 0 |  | 0
|  |  | GADHINGLJ (RURAL | 253 |  | 1 | 0 |  |  | 0 | 1 | 13 | 0 | 13 |  | 0 | 0 | 0 |  |  |  | 0 | 0 | 0 | 0 |  | 0
|  |  | GIJAWANE | 256 |  |  | 0 |  |  | 0 | 0 | 4 | 0 | 4 |  | 0 | 0 | 0 |  |  |  | 0 | 0 | 0 | 0 |  | 0
|  |  | Halakarni | 235 |  | 18 | 0 |  |  | 0 | 18 | 17 | 0 | 17 |  | 0 | 0 | 0 |  |  |  | 0 | 0 | 0 | 0 |  | 0
|  |  | Halkarni-1 | 245 | 2 | 4 | 0 |  |  | 0 | 6 | 14 | 0 | 14 |  | 0 | 0 | 0 |  |  |  | 0 | 0 | 0 | 0 |  | 0
|  |  | Halkarni-2 | 246 |  |  | 0 |  |  | 0 | 0 | 8 | 0 | 8 |  | 0 | 0 | 0 |  |  |  | 0 | 0 | 0 | 0 |  | 0
|  |  | Kowad-1` | 236 |  | 17 | 0 |  |  | 0 | 17 | 5 | 0 | 5 |  | 0 | 0 | 0 |  |  |  | 0 | 0 | 0 | 0 |  | 0
|  |  | Kowad-2` | 237 |  | 12 | 0 |  |  | 0 | 12 | 29 | 0 | 29 |  | 0 | 0 | 0 |  |  |  | 0 | 0 | 0 | 0 |  | 0
|  |  | Mahagaon-1 | 243 | 1 | 11 | 0 |  |  | 0 | 12 | 3 | 0 | 3 |  | 0 | 0 | 0 |  |  |  | 0 | 0 | 0 | 0 |  | 0
|  |  | Mahagaon-2 | 244 |  |  | 0 |  |  | 0 | 0 | 1 | 0 | 1 |  | 0 | 0 | 0 |  |  |  | 0 | 0 | 0 | 0 |  | 0
|  |  | MALIGRE | 224 |  |  | 0 |  |  | 0 | 0 | 5 | 0 | 5 |  | 0 | 0 | 0 |  |  |  | 0 | 0 | 0 | 0 |  | 0
|  |  | Nangnoor | 242 | 2 | 2 | 0 |  |  | 0 | 4 | 10 | 0 | 10 |  | 0 | 0 | 0 |  |  |  | 0 | 0 | 0 | 0 |  | 0
|  |  | Nesari | 241 |  |  | 0 |  |  | 0 | 0 | 6 | 0 | 6 |  | 1 | 0 | 0 |  |  |  | 0 | 0 | 0 | 0 |  | 0
|  |  | Nesari Sub-Div | S024 |  | 36 | 0 |  |  | 0 | 36 | 0 | 0 | 0 |  | 0 | 0 | 0 |  |  |  | 0 | 0 | 0 | 0 |  | 0
|  |  | NOOL | 255 |  | 20 | 0 |  |  | 0 | 20 | 9 | 0 | 9 |  | 0 | 0 | 0 |  |  |  | 0 | 0 | 0 | 0 |  | 0
|  |  | Turkewadi | 232 |  | 11 | 0 |  |  | 0 | 11 | 0 | 0 | 0 |  | 0 | 0 | 0 |  |  |  | 0 | 0 | 0 | 0 |  | 0
|  |  | UTTUR 01 | 225 |  |  | 0 |  |  | 0 | 0 | 2 | 0 | 2 |  | 0 | 0 | 0 |  |  |  | 0 | 0 | 0 | 0 |  | 0
|  | DIVISION TOTAL |  |  | 9 | 240 | 0 | 0 | 1 | 0 | 249 | 184 | 0 | 184 | 0 | 21 | 23 | 0 | 0 | 0 | 0 | 0 | 0 | 3 | 0 | 0 | 0
|  | Ichalakranji Division | ABDUL-LAT | 271 | 4 | 59 | 0 |  |  | 0 | 63 | 1 | 0 | 1 |  | 0 | 0 | 0 | 24 |  |  | 0 | 0 | 0 | 0 |  | 0
|  |  | CENTRAL | 7104 | 1 | 2 | 0 |  |  | 0 | 3 | 0 | 0 | 0 |  | 0 | 0 | 0 | 2 |  |  | 0 | 0 | 0 | 0 |  | 0
|  |  | CHANDUR | 272 |  | 10 | 0 |  |  | 0 | 10 | 1 | 0 | 1 |  | 0 | 0 | 0 |  |  |  | 0 | 0 | 0 | 0 |  | 0
|  |  | EAST | 7102 |  | 5 | 0 |  |  | 0 | 5 | 0 | 0 | 0 |  | 0 | 0 | 0 |  |  |  | 0 | 0 | 0 | 0 |  | 0
|  |  | Ichalakranji A S | S710 |  |  | 0 |  |  | 0 | 0 | 0 | 0 | 0 |  | 0 | 0 | 0 | 41 |  |  | 0 | 14 | 0 | 0 |  | 0
|  |  | Ichalakranji B S | S711 |  |  | 0 |  |  | 0 | 0 | 0 | 0 | 0 |  | 5 | 0 | 0 |  |  |  | 0 | 0 | 0 | 0 |  | 0
|  |  | Ichalakranji Div | D502 |  | 54 | 1 |  |  | 0 | 55 | 33 | 0 | 33 | 5 | 0 | 0 | 0 |  |  |  | 0 | 0 | 0 | 2 |  | 0
|  |  | Ichalakranji R S | S027 |  |  | 0 |  |  | 0 | 0 | 0 | 0 | 0 |  | 0 | 0 | 247 |  |  |  | 0 | 25 | 0 | 0 |  | 0
|  |  | JAWAHARNAGAR | 7113 |  |  | 0 |  |  | 0 | 0 | 1 | 0 | 1 |  | 0 | 0 | 0 |  |  |  | 0 | 0 | 0 | 0 |  | 0
|  |  | KABNOOR | 7114 | 3 | 3 | 0 |  | 1 | 0 | 6 | 1 | 0 | 1 |  | 0 | 0 | 0 |  |  |  | 0 | 0 | 0 | 0 |  | 0
|  |  | NORTH | 7101 |  | 5 | 0 |  |  | 0 | 5 | 1 | 0 | 1 |  | 0 | 0 | 0 | 5 |  |  | 0 | 0 | 0 | 0 |  | 0
|  |  | SAJANI | 273 |  | 21 | 0 |  |  | 0 | 21 | 2 | 0 | 2 |  | 0 | 0 | 0 |  |  |  | 0 | 0 | 0 | 0 |  | 0
|  |  | Shahapur | 7112 |  | 49 | 0 |  |  | 0 | 49 | 0 | 0 | 0 |  | 0 | 0 | 0 |  |  |  | 0 | 0 | 0 | 0 |  | 0
|  |  | Urban | 7115 | 5 |  | 0 |  |  | 0 | 5 | 0 | 0 | 0 |  | 0 | 0 | 0 |  |  |  | 0 | 0 | 0 | 0 |  | 0
|  |  | WEST | 7103 |  |  | 0 |  | 1 | 0 | 0 | 2 | 0 | 2 |  | 0 | 0 | 0 |  |  |  | 0 | 0 | 0 | 0 |  | 0
|  |  | YADRAV | 274 | 7 | 21 | 0 |  |  | 0 | 28 | 3 | 0 | 3 |  | 0 | 0 | 0 |  |  |  | 0 | 0 | 0 | 0 |  | 0
|  | DIVISION TOTAL |  |  | 20 | 229 | 1 | 0 | 2 | 0 | 250 | 45 | 0 | 45 | 5 | 5 | 0 | 247 | 72 | 0 | 0 | 0 | 39 | 0 | 2 | 0 | 0
|  | Jaysingpur Division | AMBAP | 326 | 3 | 12 | 0 |  |  | 0 | 15 | 7 | 0 | 7 |  | 0 | 0 | 0 |  |  |  | 0 | 0 | 0 | 0 |  | 0
|  |  | Aourwad | 9175 |  | 3 | 0 |  |  | 0 | 3 | 37 | 0 | 37 |  | 0 | 0 | 0 |  |  |  | 0 | 0 | 0 | 0 |  | 0
|  |  | B. WATHAR | 323 |  |  | 0 |  |  | 0 | 0 | 22 | 0 | 22 |  | 0 | 0 | 0 |  |  |  | 0 | 0 | 0 | 0 |  | 0
|  |  | BHADOLE | 322 | 17 | 16 | 0 |  |  | 0 | 33 | 15 | 0 | 15 |  | 0 | 0 | 0 |  |  |  | 0 | 0 | 0 | 0 |  | 0
|  |  | CHOKAK | 295 |  |  | 0 |  |  | 0 | 0 | 16 | 0 | 16 |  | 0 | 0 | 0 |  |  |  | 0 | 0 | 0 | 0 |  | 0
|  |  | Danoli | 304 | 2 |  | 0 |  |  | 0 | 2 | 5 | 0 | 5 |  | 0 | 0 | 0 |  |  |  | 0 | 0 | 0 | 0 |  | 0
|  |  | DATTAWAD | 315 |  |  | 0 |  |  | 0 | 0 | 7 | 0 | 7 |  | 0 | 0 | 0 |  |  |  | 0 | 0 | 0 | 0 |  | 0
|  |  | Hatkanangale 1 | 291 | 6 |  | 0 |  |  | 0 | 6 | 16 | 0 | 16 |  | 0 | 0 | 0 |  |  |  | 0 | 0 | 0 | 0 |  | 0
|  |  | hatkanangale 2 | 292 | 12 | 14 | 1 |  |  | 0 | 27 | 57 | 0 | 57 |  | 0 | 0 | 0 |  |  |  | 0 | 0 | 0 | 0 |  | 0
|  |  | Hatkangale Sub-D | S029 | 26 |  | 0 |  |  | 0 | 26 | 1 | 0 | 1 |  | 0 | 0 | 0 |  |  |  | 0 | 0 | 0 | 0 |  | 0
|  |  | HERLE | 293 | 15 |  | 0 |  |  | 0 | 15 | 42 | 0 | 42 |  | 0 | 0 | 0 |  |  |  | 0 | 0 | 0 | 0 |  | 0
|  |  | jambhli | 306 | 4 | 5 | 0 |  |  | 0 | 9 | 60 | 0 | 60 |  | 0 | 0 | 0 |  |  |  | 0 | 0 | 0 | 0 |  | 0
|  |  | Jaysingpur Div | D503 | 20 |  | 0 |  |  | 0 | 20 | 50 | 0 | 50 | 5 | 0 | 0 | 0 | 12 |  |  | 0 | 0 | 0 | 15 |  | 0
|  |  | jaysingpur north | 301 |  | 3 | 0 |  |  | 0 | 3 | 6 | 0 | 6 |  | 0 | 0 | 0 |  |  |  | 0 | 0 | 0 | 0 |  | 0
|  |  | JAYSINGPUR Rural | 303 |  | 3 | 0 |  |  | 0 | 3 | 7 | 0 | 7 |  | 0 | 0 | 0 |  |  |  | 0 | 0 | 0 | 0 |  | 0
|  |  | Jaysingpur South | 302 | 11 | 1 | 0 |  |  | 0 | 12 | 6 | 0 | 6 |  | 0 | 0 | 0 |  |  |  | 0 | 0 | 0 | 0 |  | 0
|  |  | Jaysingpur Sub-D | S030 | 11 |  | 0 |  |  | 0 | 11 | 300 | 0 | 300 |  | 0 | 0 | 0 |  |  |  | 0 | 0 | 0 | 0 |  | 0
|  |  | K. WATHAR | 327 |  | 8 | 0 |  |  | 0 | 8 | 6 | 0 | 6 |  | 0 | 0 | 0 |  |  |  | 0 | 0 | 0 | 0 |  | 0
|  |  | Kavatheguland | 9174 |  | 5 | 0 |  |  | 0 | 5 | 7 | 0 | 7 |  | 0 | 0 | 0 |  |  |  | 0 | 0 | 0 | 0 |  | 0
|  |  | Kothali | 305 | 2 | 12 | 0 |  |  | 0 | 14 | 7 | 0 | 7 |  | 0 | 0 | 0 |  |  |  | 0 | 0 | 0 | 0 |  | 0
|  |  | KUMBHOJ | 296 | 1 |  | 0 |  |  | 0 | 1 | 88 | 0 | 88 |  | 0 | 0 | 0 |  |  |  | 0 | 0 | 0 | 0 |  | 0
|  |  | Kurundwad Sub-D | S031 | 39 |  | 0 |  |  | 0 | 39 | 406 | 0 | 406 |  | 0 | 0 | 0 |  |  |  | 0 | 0 | 0 | 0 |  | 0
|  |  | KURUNDWAD R-1 | 312 |  | 1 | 0 |  |  | 0 | 1 | 2 | 0 | 2 |  | 0 | 0 | 0 |  |  |  | 0 | 0 | 0 | 0 |  | 0
|  |  | KURUNDWAD R-II | 313 |  | 3 | 0 |  |  | 0 | 3 | 9 | 0 | 9 |  | 0 | 0 | 0 |  |  |  | 0 | 0 | 0 | 0 |  | 0
|  |  | MINACHE | 324 | 1 | 2 | 0 |  |  | 0 | 3 | 10 | 0 | 10 |  | 0 | 0 | 0 |  |  |  | 0 | 0 | 0 | 0 |  | 0
|  |  | Nandani | 9173 | 5 | 4 | 0 |  |  | 0 | 9 | 73 | 0 | 73 |  | 0 | 0 | 0 |  |  |  | 0 | 0 | 0 | 0 |  | 0
|  |  | RUKADI | 294 |  |  | 0 |  |  | 0 | 0 | 11 | 0 | 11 |  | 0 | 0 | 0 |  |  |  | 0 | 0 | 0 | 0 |  | 0
|  |  | SHIRDHON | 314 | 1 |  | 0 |  |  | 0 | 1 | 4 | 0 | 4 |  | 0 | 0 | 0 |  |  |  | 0 | 0 | 0 | 0 |  | 0
|  |  | Shirol Sub-Div | S917 | 20 |  | 0 |  |  | 0 | 20 | 13 | 0 | 13 |  | 0 | 0 | 0 |  |  |  | 0 | 0 | 0 | 0 |  | 0
|  |  | Shirol Section | 9171 | 1 |  | 0 |  |  | 0 | 1 | 77 | 0 | 77 |  | 0 | 0 | 0 | 1 |  |  | 0 | 0 | 0 | 0 |  | 0
|  |  | Shirti | 9172 | 3 | 1 | 0 |  |  | 0 | 4 | 29 | 0 | 29 |  | 0 | 0 | 0 |  |  |  | 0 | 0 | 0 | 0 |  | 0
|  |  | TAKALI | 316 | 1 |  | 0 |  |  | 0 | 1 | 3 | 0 | 3 |  | 0 | 0 | 0 |  |  |  | 0 | 0 | 0 | 0 |  | 0
|  |  | TOP | 325 | 2 | 11 | 0 |  |  | 0 | 13 | 18 | 0 | 18 |  | 0 | 0 | 0 |  |  |  | 0 | 0 | 0 | 0 |  | 0
|  |  | VADAGAON URBAN | 321 | 1 | 2 | 0 |  |  | 0 | 3 | 3 | 0 | 3 |  | 0 | 0 | 0 |  |  |  | 0 | 0 | 0 | 0 |  | 0
|  |  | Vadgaon Sub-Div | S032 |  |  | 0 |  | 1 | 0 | 0 | 268 | 0 | 268 |  | 0 | 0 | 0 |  |  |  | 0 | 0 | 0 | 0 |  | 0
|  | DIVISION TOTAL |  |  | 204 | 106 | 1 | 0 | 1 | 0 | 311 | 1688 | 0 | 1688 | 5 | 0 | 0 | 0 | 13 | 0 | 0 | 0 | 0 | 0 | 15 | 0 | 0
|  | Kolhapur RURAL Division No.II | Awali | 468 | 8 |  | 0 |  |  | 0 | 8 | 1 | 0 | 1 |  | 0 | 0 | 0 |  |  |  | 0 | 0 | 0 | 0 |  | 0
|  |  | bidri | 464 | 7 |  | 0 |  |  | 0 | 7 | 0 | 0 | 0 |  | 0 | 0 | 0 |  |  |  | 0 | 0 | 0 | 0 |  | 0
|  |  | G SHIRGAON (R) | 438 | 1 |  | 0 |  |  | 0 | 1 | 7 | 0 | 7 |  | 0 | 0 | 0 |  |  |  | 0 | 0 | 0 | 0 |  | 0
|  |  | G SHIRGAON MIDC | 434 | 1 |  | 0 |  |  | 0 | 1 | 5 | 0 | 5 |  | 0 | 0 | 0 |  |  |  | 0 | 0 | 0 | 0 |  | 0
|  |  | GAD MUDSHINGI | 427 |  |  | 0 |  |  | 0 | 0 | 6 | 0 | 6 |  | 0 | 0 | 0 |  |  |  | 0 | 0 | 0 | 0 |  | 0
|  |  | gargoti | 441 |  |  | 0 |  |  | 0 | 0 | 22 | 0 | 22 | 1 | 0 | 1 | 0 |  |  |  | 0 | 0 | 0 | 0 |  | 0
|  |  | Gargoti Sub-Div | S044 |  |  | 1 |  |  | 0 | 1 | 2 | 0 | 2 |  | 0 | 0 | 0 |  |  |  | 0 | 0 | 0 | 0 |  | 1
|  |  | Hupari Sub-Div | S042 | 50 | 5 | 0 |  |  | 0 | 55 | 849 | 0 | 849 |  | 1 | 0 | 0 |  |  |  | 0 | 0 | 0 | 0 |  | 0
|  |  | HUPARI I | 421 |  | 1 | 0 |  |  | 0 | 1 | 0 | 0 | 0 |  | 0 | 0 | 0 |  |  |  | 0 | 0 | 0 | 0 |  | 0
|  |  | HUPARI II | 422 |  |  | 0 |  |  | 0 | 0 | 2 | 0 | 2 |  | 0 | 0 | 0 |  |  |  | 0 | 0 | 0 | 0 |  | 0
|  |  | HUPARI R | 423 | 1 |  | 0 |  | 1 | 0 | 1 | 3 | 0 | 3 |  | 0 | 0 | 0 |  |  |  | 0 | 0 | 0 | 0 |  | 0
|  |  | K SANGAON | 435 |  |  | 0 |  |  | 0 | 0 | 22 | 0 | 22 |  | 0 | 0 | 0 |  |  |  | 0 | 0 | 0 | 0 |  | 0
|  |  | Kadgaon | 444 | 1 | 3 | 0 |  |  | 0 | 4 | 11 | 0 | 11 |  | 1 | 0 | 0 |  |  |  | 0 | 0 | 0 | 1 |  | 0
|  |  | Kagal Sub-Div | S043 | 24 |  | 0 |  |  | 0 | 24 | 0 | 0 | 0 |  | 0 | 0 | 0 |  |  |  | 0 | 0 | 0 | 0 |  | 0
|  |  | KAGAL (R) | 433 |  |  | 0 |  |  | 0 | 0 | 0 | 0 | 0 |  | 1 | 0 | 0 |  |  |  | 0 | 0 | 0 | 0 |  | 0
|  |  | KAGAL (U) | 431 | 4 | 2 | 0 |  |  | 0 | 6 | 12 | 0 | 12 |  | 0 | 0 | 0 |  |  |  | 0 | 0 | 0 | 0 |  | 0
|  |  | Kapashi-I | 455 | 5 | 1 | 0 |  |  | 0 | 6 | 8 | 0 | 8 |  | 0 | 0 | 0 |  |  |  | 0 | 0 | 0 | 0 |  | 0
|  |  | Kapashi-II | 456 |  |  | 0 |  |  | 0 | 0 | 1 | 0 | 1 |  | 0 | 0 | 0 |  |  |  | 0 | 0 | 0 | 0 |  | 0
|  |  | Kolhapur R2 Div | D505 | 50 |  | 0 |  |  | 0 | 50 | 89 | 0 | 89 | 5 | 14 | 5 | 0 | 59 |  |  | 0 | 0 | 0 | 22 |  | 7
|  |  | Koor | 446 |  |  | 0 |  |  | 0 | 0 | 18 | 0 | 18 |  | 0 | 0 | 0 |  |  |  | 0 | 0 | 0 | 0 |  | 0
|  |  | Lingnoor | 454 | 7 |  | 0 |  |  | 0 | 7 | 1 | 0 | 1 |  | 0 | 0 | 0 |  |  |  | 0 | 0 | 0 | 0 |  | 0
|  |  | Madilge | 447 |  |  | 0 |  |  | 0 | 0 | 2 | 0 | 2 |  | 0 | 0 | 0 |  |  |  | 0 | 0 | 0 | 0 |  | 0
|  |  | MHAKAVE | 436 | 1 |  | 0 |  |  | 0 | 1 | 11 | 0 | 11 |  | 0 | 0 | 0 |  |  |  | 0 | 0 | 0 | 0 |  | 0
|  |  | Mhasve | 443 | 1 |  | 0 |  |  | 0 | 1 | 22 | 0 | 22 |  | 0 | 0 | 0 |  |  |  | 0 | 0 | 0 | 0 |  | 0
|  |  | Murgud Rural | 452 |  |  | 0 |  |  | 0 | 0 | 12 | 0 | 12 |  | 1 | 0 | 0 |  |  |  | 0 | 0 | 0 | 0 |  | 0
|  |  | Murgud Sub-Div | S045 | 50 |  | 1 |  | 1 | 0 | 51 | 2 | 0 | 2 |  | 0 | 0 | 0 |  |  |  | 0 | 0 | 0 | 0 |  | 0
|  |  | Murgud Urbon | 451 | 1 |  | 0 |  |  | 0 | 1 | 1 | 0 | 1 |  | 1 | 0 | 0 |  |  |  | 0 | 0 | 0 | 0 |  | 0
|  |  | Pathgaon | 445 |  | 2 | 0 |  |  | 0 | 2 | 6 | 0 | 6 |  | 0 | 0 | 0 |  |  |  | 0 | 0 | 0 | 0 |  | 0
|  |  | PATTAN KODOLI I | 425 |  |  | 0 | 1 |  | 0 | 0 | 5 | 0 | 5 |  | 0 | 0 | 0 |  |  |  | 0 | 0 | 0 | 0 |  | 0
|  |  | PATTAN KODOLI II | 426 |  |  | 0 |  |  | 0 | 0 | 7 | 0 | 7 |  | 0 | 0 | 0 |  |  |  | 0 | 0 | 0 | 0 |  | 0
|  |  | Pimpalgaon | 448 | 1 |  | 0 |  |  | 0 | 1 | 1 | 0 | 1 |  | 0 | 0 | 0 |  |  |  | 0 | 0 | 0 | 0 |  | 0
|  |  | R K NAGAR | 437 | 5 | 2 | 0 |  |  | 0 | 7 | 5 | 0 | 5 |  | 0 | 0 | 0 |  |  |  | 0 | 0 | 0 | 0 |  | 0
|  |  | radhanagari 2 | 462 | 4 |  | 0 |  |  | 0 | 4 | 0 | 0 | 0 |  | 0 | 0 | 0 |  |  |  | 0 | 0 | 0 | 0 |  | 0
|  |  | Radhanagari Sub- | S046 |  |  | 0 |  |  | 0 | 0 | 3 | 0 | 3 |  | 2 | 0 | 0 |  |  |  | 0 | 0 | 0 | 0 |  | 0
|  |  | Radhanagri I | 461 | 4 |  | 0 |  |  | 0 | 4 | 1 | 0 | 1 |  | 0 | 0 | 0 |  |  |  | 0 | 0 | 0 | 0 |  | 0
|  |  | RENDAL | 424 |  | 6 | 0 |  |  | 0 | 6 | 13 | 0 | 13 |  | 0 | 0 | 0 |  |  |  | 0 | 0 | 0 | 0 |  | 0
|  |  | Sarvawade | 465 | 18 | 4 | 0 |  |  | 0 | 22 | 3 | 0 | 3 |  | 0 | 0 | 0 |  |  |  | 0 | 0 | 0 | 0 |  | 0
|  |  | Shirgaon | 467 | 16 |  | 0 |  |  | 0 | 16 | 1 | 0 | 1 |  | 0 | 1 | 0 |  |  |  | 0 | 0 | 0 | 0 |  | 0
|  |  | SIDHNERLI | 432 |  |  | 0 |  |  | 0 | 0 | 5 | 0 | 5 |  | 0 | 0 | 0 |  |  |  | 0 | 0 | 0 | 0 |  | 0
|  |  | Solankur | 463 | 26 |  | 0 |  |  | 0 | 26 | 0 | 0 | 0 |  | 0 | 0 | 0 |  |  |  | 0 | 0 | 0 | 0 |  | 0
|  |  | Sonage | 453 | 3 |  | 0 |  |  | 1 | 4 | 18 | 0 | 18 |  | 0 | 0 | 0 |  |  |  | 0 | 0 | 0 | 0 |  | 0
|  |  | Tarle | 469 | 8 |  | 0 |  |  | 0 | 8 | 3 | 0 | 3 |  | 0 | 0 | 0 |  |  |  | 0 | 0 | 0 | 0 |  | 0
|  |  | UCHAGAON | 428 | 1 |  | 0 |  |  | 0 | 1 | 8 | 0 | 8 |  | 1 | 0 | 0 |  |  |  | 0 | 0 | 0 | 0 |  | 0
|  |  | Walwa | 466 | 11 | 1 | 1 |  |  | 0 | 13 | 7 | 0 | 7 |  | 0 | 2 | 0 |  |  |  | 0 | 0 | 0 | 0 |  | 0
|  | DIVISION TOTAL |  |  | 309 | 27 | 3 | 1 | 2 | 1 | 340 | 1195 | 0 | 1195 | 6 | 22 | 9 | 0 | 59 | 0 | 0 | 0 | 0 | 0 | 23 | 0 | 8
|  | Kolhapur Rural Division No. I | Aare | 407 |  | 4 | 0 |  |  | 0 | 4 | 10 | 0 | 10 |  | 0 | 0 | 0 |  |  |  | 0 | 0 | 0 | 0 |  | 0
|  |  | AMBEWADI | 395 |  |  | 0 |  |  | 0 | 0 | 11 | 0 | 11 |  | 0 | 0 | 0 |  |  |  | 0 | 0 | 0 | 0 |  | 0
|  |  | Bachani | 382 |  | 5 | 0 |  |  | 0 | 5 | 4 | 0 | 4 |  | 0 | 0 | 0 |  |  |  | 0 | 0 | 0 | 0 |  | 0
|  |  | Bajar Bhogaon | 364 | 1 | 5 | 0 |  |  | 0 | 6 | 12 | 0 | 12 |  | 0 | 0 | 0 |  |  |  | 0 | 0 | 0 | 0 |  | 0
|  |  | Balinga Rural | 402 |  |  | 0 |  |  | 0 | 0 | 13 | 0 | 13 |  | 0 | 0 | 0 |  |  |  | 0 | 0 | 0 | 0 |  | 0
|  |  | balinga urban | 401 |  | 21 | 0 |  |  | 0 | 21 | 9 | 0 | 9 |  | 0 | 0 | 0 |  |  |  | 0 | 0 | 0 | 0 |  | 0
|  |  | bhedasgaon | 0411 |  | 1 | 0 |  |  | 0 | 1 | 1 | 0 | 1 |  | 0 | 0 | 0 |  |  |  | 0 | 0 | 0 | 0 |  | 0
|  |  | DEWALE | 353 |  | 3 | 0 |  |  | 0 | 3 | 5 | 0 | 5 |  | 0 | 0 | 0 |  |  |  | 0 | 0 | 0 | 0 |  | 0
|  |  | Gagan Bawada sec | 8071 | 5 |  | 0 |  |  | 0 | 5 | 10 | 0 | 10 |  | 0 | 0 | 0 |  |  |  | 0 | 0 | 0 | 0 |  | 0
|  |  | Gagan Bawada Sub | S807 |  | 10 | 0 |  |  | 0 | 10 | 0 | 0 | 0 |  | 0 | 0 | 0 |  |  |  | 0 | 0 | 0 | 0 |  | 0
|  |  | GANDHINAGAR-2 | 393 |  |  | 0 |  |  | 0 | 0 | 7 | 0 | 7 |  | 0 | 0 | 0 |  |  |  | 0 | 0 | 0 | 0 |  | 0
|  |  | GHOTAWADE | 356 |  |  | 0 |  |  | 0 | 0 | 11 | 0 | 11 |  | 0 | 0 | 0 |  |  |  | 0 | 0 | 0 | 0 |  | 0
|  |  | HASUR (DU) | 386 |  | 15 | 0 |  |  | 0 | 15 | 16 | 0 | 16 |  | 0 | 0 | 0 |  |  |  | 0 | 0 | 0 | 0 |  | 0
|  |  | ISPURLI | 384 |  |  | 0 |  |  | 0 | 0 | 11 | 0 | 11 |  | 0 | 0 | 0 |  |  |  | 0 | 0 | 0 | 0 |  | 0
|  |  | Kadamwadi R Sub | S039 |  | 11 | 0 |  |  | 0 | 11 | 0 | 0 | 0 |  | 0 | 0 | 0 |  |  |  | 0 | 0 | 0 | 0 |  | 0
|  |  | KAKHE | 372 |  |  | 0 |  |  | 0 | 0 | 10 | 0 | 10 |  | 0 | 0 | 0 |  |  |  | 0 | 0 | 0 | 0 |  | 0
|  |  | Kale | 362 |  | 9 | 0 |  |  | 0 | 9 | 5 | 0 | 5 |  | 0 | 0 | 0 |  |  |  | 0 | 0 | 0 | 0 |  | 0
|  |  | Kandgaon | 406 |  | 10 | 0 |  |  | 0 | 10 | 7 | 0 | 7 |  | 0 | 0 | 0 |  |  |  | 0 | 0 | 0 | 0 |  | 0
|  |  | KAPASHI | 0412 |  |  | 0 |  |  | 0 | 0 | 2 | 0 | 2 |  | 0 | 0 | 0 |  |  |  | 0 | 0 | 0 | 0 |  | 0
|  |  | KERLE | 396 |  | 3 | 0 |  |  | 0 | 3 | 7 | 0 | 7 |  | 0 | 0 | 0 |  |  |  | 0 | 0 | 0 | 0 |  | 0
|  |  | kodoli | 371 |  | 1 | 0 |  |  | 0 | 1 | 5 | 0 | 5 |  | 0 | 0 | 0 |  |  |  | 0 | 0 | 0 | 0 |  | 0
|  |  | Kodoli Sub-Div | S037 |  | 1 | 0 |  |  | 0 | 1 | 8 | 0 | 8 |  | 0 | 0 | 0 |  |  |  | 0 | 0 | 0 | 0 |  | 0
|  |  | Koge | 405 |  | 5 | 0 |  |  | 0 | 5 | 10 | 0 | 10 |  | 0 | 0 | 0 |  |  |  | 0 | 0 | 0 | 0 |  | 0
|  |  | Kolhapur R1Div | D504 | 1 |  | 0 |  |  | 0 | 1 | 0 | 0 | 0 | 5 | 25 | 2 | 20 | 60 |  |  | 0 | 0 | 0 | 6 |  | 0
|  |  | Kothali | 385 |  | 2 | 0 |  |  | 0 | 2 | 0 | 0 | 0 |  | 0 | 0 | 0 |  |  |  | 0 | 0 | 0 | 0 |  | 0
|  |  | KOTOLI | 354 |  |  | 0 |  |  | 0 | 0 | 8 | 0 | 8 |  | 0 | 0 | 0 |  |  |  | 0 | 0 | 0 | 0 |  | 0
|  |  | Kuditre | 404 |  | 11 | 0 |  |  | 0 | 11 | 19 | 0 | 19 |  | 0 | 0 | 0 |  |  |  | 0 | 0 | 0 | 0 |  | 0
|  |  | malkapur | 0415 | 1 |  | 1 |  |  | 1 | 3 | 2 | 0 | 2 |  | 0 | 0 | 0 |  |  |  | 0 | 0 | 0 | 0 |  | 0
|  |  | MALKAPUR SDN | S041 |  | 68 | 0 |  |  | 0 | 68 | 55 | 0 | 55 |  | 0 | 0 | 0 |  |  |  | 0 | 0 | 0 | 0 |  | 0
|  |  | NIGAVE | 392 | 1 |  | 0 |  |  | 0 | 1 | 9 | 0 | 9 |  | 0 | 0 | 0 |  |  |  | 0 | 0 | 0 | 0 |  | 0
|  |  | Padal | 361 |  | 2 | 0 |  |  | 0 | 2 | 23 | 0 | 23 |  | 0 | 0 | 0 |  |  |  | 0 | 0 | 0 | 0 |  | 0
|  |  | PANHALA | 352 |  | 1 | 0 |  |  | 0 | 1 | 10 | 0 | 10 |  | 0 | 0 | 0 |  |  |  | 0 | 0 | 0 | 0 |  | 0
|  |  | Panhala Sub-Div | S035 |  | 3 | 0 |  |  | 0 | 3 | 0 | 0 | 0 |  | 0 | 0 | 0 |  |  |  | 0 | 0 | 0 | 0 |  | 0
|  |  | PARGAON | 374 |  | 1 | 0 |  |  | 0 | 1 | 1 | 0 | 1 |  | 0 | 0 | 0 |  |  |  | 0 | 0 | 0 | 0 |  | 0
|  |  | Parite | 381 |  | 7 | 0 |  |  | 0 | 7 | 3 | 0 | 3 |  | 0 | 0 | 0 |  |  |  | 0 | 0 | 0 | 0 |  | 0
|  |  | Parite Sub-Div | S038 |  |  | 0 |  |  | 0 | 0 | 3 | 0 | 3 |  | 0 | 0 | 0 |  |  |  | 0 | 0 | 0 | 2 |  | 0
|  |  | POKHALE | 373 |  |  | 0 |  |  | 0 | 0 | 1 | 0 | 1 |  | 0 | 0 | 0 |  |  |  | 0 | 0 | 0 | 0 |  | 0
|  |  | PORLE | 355 |  |  | 0 |  |  | 0 | 0 | 2 | 0 | 2 |  | 0 | 0 | 0 |  |  |  | 0 | 0 | 0 | 0 |  | 0
|  |  | RASHIWADE | 387 |  |  | 0 |  |  | 0 | 0 | 3 | 0 | 3 |  | 0 | 0 | 0 |  |  |  | 0 | 0 | 0 | 0 |  | 0
|  |  | Sangarul | 403 |  | 10 | 0 |  |  | 0 | 10 | 3 | 0 | 3 |  | 0 | 0 | 0 |  |  |  | 0 | 0 | 0 | 0 |  | 0
|  |  | sarud | 0417 |  |  | 0 |  |  | 0 | 0 | 3 | 0 | 3 |  | 0 | 0 | 0 |  |  |  | 0 | 0 | 0 | 0 |  | 0
|  |  | SATAVE | 375 |  | 1 | 0 |  |  | 0 | 1 | 11 | 0 | 11 |  | 0 | 0 | 0 |  |  |  | 0 | 0 | 0 | 0 |  | 0
|  |  | sawarde | 363 |  | 6 | 0 |  |  | 0 | 6 | 18 | 0 | 18 |  | 0 | 0 | 0 |  |  |  | 0 | 0 | 0 | 0 |  | 0
|  |  | shahuwadi | 0414 |  |  | 0 |  |  | 0 | 0 | 1 | 0 | 1 |  | 0 | 0 | 0 |  |  |  | 0 | 0 | 0 | 0 |  | 0
|  |  | SHIROLI (M) | 383 |  | 6 | 0 |  |  | 0 | 6 | 6 | 0 | 6 |  | 0 | 0 | 0 |  |  |  | 0 | 0 | 0 | 0 |  | 0
|  |  | shiye | 391 |  |  | 0 |  |  | 0 | 0 | 10 | 0 | 10 |  | 0 | 0 | 0 |  |  |  | 0 | 0 | 0 | 0 |  | 0
|  |  | Tisangi sec | 8072 | 7 | 3 | 0 |  |  | 0 | 10 | 15 | 0 | 15 |  | 0 | 0 | 0 |  |  |  | 0 | 0 | 0 | 0 |  | 0
|  |  | WADANAGE | 394 |  |  | 0 |  |  | 0 | 0 | 10 | 0 | 10 |  | 0 | 0 | 0 |  |  |  | 0 | 0 | 0 | 0 |  | 0
|  |  | Wadi Ratnagiri | 351 |  |  | 0 |  |  | 0 | 0 | 10 | 0 | 10 |  | 0 | 0 | 0 |  |  |  | 0 | 0 | 0 | 0 |  | 0
|  | DIVISION TOTAL |  |  | 16 | 225 | 1 | 0 | 0 | 1 | 243 | 400 | 0 | 400 | 5 | 25 | 2 | 20 | 60 | 0 | 0 | 0 | 0 | 0 | 8 | 0 | 0
|  | Kolhapur Urban Division | C P R | 176 |  | 4 | 0 |  |  | 0 | 4 | 1 | 0 | 1 |  | 0 | 0 | 0 |  |  |  | 0 | 0 | 0 | 0 |  | 0
|  |  | CIRCUIT HOUSE | 193 |  | 7 | 0 |  |  | 0 | 7 | 3 | 0 | 3 |  | 0 | 0 | 0 |  |  |  | 0 | 0 | 0 | 0 |  | 0
|  |  | FULEWADI | 182 |  | 6 | 0 |  |  | 0 | 6 | 1 | 0 | 1 |  | 0 | 0 | 0 |  |  |  | 0 | 0 | 0 | 0 |  | 0
|  |  | Gandhinagar | 215 | 3 | 8 | 0 |  |  | 0 | 11 | 2 | 0 | 2 |  | 0 | 0 | 1 | 1 |  |  | 0 | 0 | 0 | 0 |  | 0
|  |  | Jadhavwadi | 213 |  | 9 | 0 |  |  | 0 | 9 | 3 | 0 | 3 |  | 0 | 0 | 0 |  |  |  | 0 | 0 | 0 | 0 |  | 0
|  |  | JARAG NAGAR | 175 |  | 5 | 0 |  |  | 0 | 5 | 1 | 0 | 1 |  | 0 | 0 | 10 |  |  |  | 0 | 0 | 0 | 0 |  | 0
|  |  | KALAMBA | 173 |  |  | 0 |  |  | 0 | 0 | 0 | 0 | 0 |  | 0 | 0 | 19 |  |  |  | 0 | 0 | 0 | 0 |  | 0
|  |  | Kolhapur U Centr | S017 |  |  | 0 |  |  | 0 | 0 | 1 | 0 | 1 |  | 0 | 0 | 37 |  |  |  | 0 | 0 | 0 | 0 |  | 0
|  |  | Kolhapur U Div | D111 | 2 |  | 0 |  | 4 | 0 | 2 | 10 | 0 | 10 | 10 | 0 | 0 | 0 | 2 |  |  | 20 | 18 | 0 | 19 |  | 0
|  |  | Kolhapur U Dudha | 181 |  | 1 | 0 |  |  | 0 | 1 | 0 | 0 | 0 |  | 0 | 3 | 3 |  |  |  | 0 | 0 | 0 | 0 |  | 0
|  |  | Kolhapur U East | S016 |  | 4 | 0 |  |  | 0 | 4 | 1 | 0 | 1 |  | 0 | 0 | 0 |  |  |  | 0 | 0 | 0 | 0 |  | 0
|  |  | Kolhapur U Kasab | 192 |  | 2 | 0 |  |  | 0 | 2 | 1 | 0 | 1 |  | 0 | 0 | 0 |  |  |  | 0 | 0 | 0 | 0 |  | 0
|  |  | Kolhapur U Mahad | 183 |  | 8 | 0 |  |  | 0 | 8 | 0 | 0 | 0 |  | 0 | 0 | 0 |  |  |  | 0 | 0 | 0 | 0 |  | 0
|  |  | Kolhapur U rth Z | S019 |  |  | 0 |  |  | 0 | 0 | 6 | 0 | 6 |  | 0 | 0 | 0 |  |  |  | 0 | 0 | 0 | 0 |  | 0
|  |  | Kolhapur U Stati | 194 |  | 4 | 0 |  | 4 | 0 | 4 | 2 | 0 | 2 |  | 0 | 0 | 0 |  |  |  | 0 | 0 | 0 | 0 |  | 0
|  |  | Kolhapur U Timbe | 185 |  | 1 | 0 |  |  | 0 | 1 | 1 | 0 | 1 |  | 0 | 0 | 0 |  |  |  | 0 | 0 | 0 | 0 |  | 0
|  |  | Kolhapur U West | S018 |  |  | 0 |  |  | 1 | 1 | 8 | 0 | 8 |  | 0 | 0 | 1 |  |  |  | 0 | 0 | 0 | 1 |  | 0
|  |  | LAXMIPURI | 171 |  | 3 | 0 |  |  | 0 | 3 | 2 | 0 | 2 |  | 0 | 0 | 14 |  |  |  | 0 | 0 | 0 | 0 |  | 0
|  |  | Mangalwar Peth | 172 |  | 1 | 0 |  |  | 0 | 1 | 2 | 0 | 2 |  | 0 | 0 | 0 |  |  |  | 0 | 0 | 0 | 0 |  | 0
|  |  | MIDC Shiroli | 212 | 3 |  | 0 |  |  | 0 | 3 | 11 | 0 | 11 |  | 0 | 0 | 0 |  |  |  | 0 | 0 | 0 | 0 |  | 0
|  |  | NAGALA PARK | 191 | 1 | 8 | 0 |  |  | 0 | 9 | 1 | 0 | 1 |  | 0 | 0 | 0 |  |  |  | 0 | 0 | 0 | 0 |  | 0
|  |  | PRATIBHANAGAR | 164 |  |  | 0 |  |  | 0 | 0 | 4 | 0 | 4 |  | 0 | 0 | 0 |  |  |  | 0 | 0 | 0 | 0 |  | 0
|  |  | Ruikar colony | 214 |  |  | 0 |  |  | 0 | 0 | 2 | 0 | 2 |  | 0 | 0 | 0 |  |  |  | 0 | 0 | 0 | 0 |  | 0
|  |  | SANEGURUJI | 184 |  | 4 | 1 |  |  | 0 | 5 | 2 | 0 | 2 |  | 0 | 0 | 0 |  |  |  | 0 | 0 | 0 | 0 |  | 0
|  |  | SHAHUPURI | 162 | 1 |  | 0 |  |  | 0 | 1 | 0 | 0 | 0 |  | 0 | 0 | 0 |  |  |  | 0 | 0 | 0 | 0 |  | 0
|  |  | SHENDA PARK | 174 | 1 | 1 | 0 |  |  | 0 | 2 | 0 | 0 | 0 |  | 0 | 0 | 12 |  |  |  | 0 | 0 | 0 | 0 |  | 0
|  |  | Shiroli (p) | 211 |  | 2 | 0 |  |  | 0 | 2 | 10 | 0 | 10 |  | 0 | 6 | 0 |  |  |  | 0 | 0 | 0 | 0 |  | 0
|  |  | TAKALA | 165 |  | 1 | 0 |  |  | 0 | 1 | 4 | 0 | 4 |  | 0 | 0 | 0 |  |  |  | 0 | 0 | 0 | 0 |  | 0
|  |  | UDYAMNAGAR | 161 |  |  | 0 |  |  | 0 | 0 | 1 | 0 | 1 |  | 0 | 0 | 0 |  |  |  | 0 | 0 | 0 | 0 |  | 0
|  | DIVISION TOTAL |  |  | 11 | 79 | 1 | 0 | 8 | 1 | 92 | 80 | 0 | 80 | 10 | 0 | 9 | 97 | 3 | 0 | 0 | 20 | 18 | 0 | 20 | 0 | 0
| CIRCLE TOTAL |  |  |  | 569 | 906 | 17 | 8 | 104 | 5 | 1497 | 4738 | 0 | 4738 | 51 | 73 | 43 | 364 | 207 | 0 | 0 | 20 | 57 | 3 | 73 | 0 | 8
| SANGLI CIRCLE | Sangli Circle | Com Str Sangli | W121 |  |  | 800 |  | 561 | 0 | 800 | 581 | 0 | 581 |  | 0 | 0 | 0 |  |  |  | 0 | 0 | 1 | 1 |  | 0
|  |  | com. Str. Mulshi | W514 |  |  | 0 |  |  | 0 | 0 | 297 | 0 | 297 | 1 | 0 | 0 | 0 |  |  |  | 0 | 0 | 0 | 0 |  | 0
|  |  | Sangli Circle | C520 |  |  | 0 |  |  | 0 | 0 | 0 | 0 | 0 |  | 0 | 0 | 0 |  |  |  | 0 | 0 | 1 | 11 |  | 0
|  |  | Sangli Test | T520 |  |  | 0 |  |  | 0 | 0 | 0 | 0 | 0 |  | 0 | 0 | 0 |  |  |  | 0 | 0 | 4 | 31 |  | 0
|  | Islampur Division | Aitwade Bk | 736 |  |  | 0 |  |  | 0 | 0 | 31 | 0 | 31 |  | 0 | 0 | 0 |  |  |  | 0 | 0 | 0 | 0 |  | 0
|  |  | ARALA | 758 |  | 4 | 0 |  |  | 0 | 4 | 3 | 0 | 3 |  | 0 | 0 | 0 |  |  |  | 0 | 0 | 0 | 0 |  | 0
|  |  | ASHTA I | 741 | 2 | 23 | 1 |  |  | 0 | 26 | 6 | 0 | 6 |  | 0 | 0 | 0 |  |  |  | 0 | 0 | 0 | 0 |  | 0
|  |  | ASHTA II | 742 |  | 5 | 0 |  |  | 0 | 5 | 16 | 0 | 16 |  | 0 | 0 | 0 |  |  |  | 0 | 0 | 0 | 0 |  | 0
|  |  | Ashta SDV | S074 |  |  | 0 |  |  | 0 | 0 | 448 | 0 | 448 |  | 0 | 0 | 0 |  |  |  | 0 | 0 | 0 | 0 |  | 0
|  |  | BAGANI | 743 | 6 | 25 | 0 |  |  | 0 | 31 | 14 | 0 | 14 |  | 0 | 0 | 0 |  |  |  | 0 | 0 | 0 | 0 |  | 0
|  |  | BAWACHI | 746 |  |  | 0 |  |  | 0 | 0 | 5 | 0 | 5 |  | 0 | 0 | 0 |  |  |  | 0 | 0 | 0 | 0 |  | 0
|  |  | Borgaon I | 726 |  |  | 0 |  |  | 0 | 0 | 1 | 0 | 1 |  | 0 | 0 | 0 |  |  |  | 0 | 0 | 0 | 0 |  | 0
|  |  | Chikurde | 738 |  | 1 | 1 |  |  | 0 | 2 | 0 | 0 | 0 |  | 0 | 0 | 0 |  |  |  | 0 | 0 | 0 | 0 |  | 0
|  |  | Islampur Div | D521 |  |  | 0 |  |  | 0 | 0 | 5750 | 0 | 5750 |  | 0 | 67 | 136 | 139 |  |  | 0 | 0 | 0 | 38 |  | 0
|  |  | Islampur I | 721 | 1 | 5 | 1 |  |  | 0 | 7 | 2 | 0 | 2 |  | 0 | 0 | 0 |  |  |  | 0 | 0 | 0 | 0 |  | 0
|  |  | Islampur II | 722 |  | 5 | 1 |  |  | 0 | 6 | 0 | 0 | 0 |  | 0 | 0 | 0 |  |  |  | 0 | 0 | 0 | 0 |  | 0
|  |  | Islampur SDV I | S072 |  |  | 0 |  |  | 0 | 0 | 501 | 0 | 501 |  | 0 | 0 | 0 |  |  |  | 0 | 0 | 0 | 0 |  | 0
|  |  | Islampur SDV II | S073 |  | 1 | 0 |  |  | 0 | 1 | 361 | 0 | 361 |  | 0 | 0 | 0 |  |  |  | 0 | 0 | 0 | 0 |  | 0
|  |  | Kapuskhed | 725 |  | 2 | 1 |  |  | 0 | 3 | 1 | 0 | 1 |  | 0 | 0 | 0 |  |  |  | 0 | 0 | 0 | 0 |  | 0
|  |  | Kasegaon | 732 | 5 | 9 | 0 |  |  | 0 | 14 | 2 | 0 | 2 |  | 0 | 0 | 0 |  |  |  | 0 | 0 | 0 | 0 |  | 0
|  |  | KOKARUD | 756 |  | 2 | 0 |  |  | 0 | 2 | 4 | 0 | 4 |  | 0 | 0 | 0 |  |  |  | 0 | 0 | 0 | 0 |  | 0
|  |  | KOREGAON | 745 |  | 2 | 0 |  |  | 0 | 2 | 7 | 0 | 7 |  | 0 | 0 | 0 |  |  |  | 0 | 0 | 0 | 0 |  | 0
|  |  | Kurlap | 737 |  |  | 0 |  |  | 0 | 0 | 10 | 0 | 10 |  | 0 | 0 | 0 |  |  |  | 0 | 0 | 0 | 0 |  | 0
|  |  | M.I.D.C. Islampu | 723 |  | 1 | 1 |  |  | 0 | 2 | 0 | 0 | 0 |  | 0 | 0 | 0 |  |  |  | 0 | 0 | 0 | 0 |  | 0
|  |  | MANGLE | 753 |  | 2 | 0 |  |  | 0 | 2 | 3 | 0 | 3 |  | 0 | 0 | 0 |  |  |  | 0 | 0 | 0 | 0 |  | 0
|  |  | Narsinhpur | 072A |  |  | 0 |  |  | 0 | 0 | 1 | 0 | 1 |  | 0 | 0 | 0 |  |  |  | 0 | 0 | 0 | 0 |  | 0
|  |  | Nerle | 733 |  | 1 | 0 |  |  | 0 | 1 | 11 | 0 | 11 |  | 0 | 0 | 0 |  |  |  | 0 | 0 | 0 | 0 |  | 0
|  |  | PANUMBRE (W) | 757 |  | 9 | 0 |  |  | 0 | 9 | 3 | 0 | 3 |  | 0 | 0 | 0 |  |  |  | 0 | 0 | 0 | 0 |  | 0
|  |  | Peth | 734 |  | 2 | 1 |  |  | 0 | 3 | 19 | 0 | 19 |  | 0 | 0 | 0 |  |  |  | 0 | 0 | 0 | 0 |  | 0
|  |  | Rethare Dharan | 735 |  |  | 0 |  |  | 0 | 0 | 11 | 0 | 11 |  | 0 | 0 | 0 |  |  |  | 0 | 0 | 0 | 0 |  | 0
|  |  | SHIGAON | 744 |  | 2 | 0 |  |  | 0 | 2 | 8 | 0 | 8 |  | 0 | 0 | 0 |  |  |  | 0 | 0 | 0 | 0 |  | 0
|  |  | SHIRALA - 2 | 752 |  |  | 0 |  |  | 0 | 0 | 1 | 0 | 1 |  | 0 | 0 | 0 |  |  |  | 0 | 0 | 0 | 0 |  | 0
|  |  | SHIRALA I | 751 | 1 | 1 | 0 |  |  | 0 | 2 | 2 | 0 | 2 |  | 0 | 0 | 0 |  |  |  | 0 | 0 | 0 | 0 |  | 0
|  |  | Shirala SDV | S075 |  |  | 0 |  |  | 0 | 0 | 4 | 0 | 4 |  | 0 | 4 | 1 |  |  |  | 0 | 0 | 0 | 0 |  | 0
|  |  | SHIRASHI | 759 |  | 1 | 0 |  |  | 0 | 1 | 6 | 0 | 6 |  | 0 | 0 | 0 |  |  |  | 0 | 0 | 0 | 0 |  | 0
|  |  | Tandulwadi | 073A |  |  | 0 |  |  | 0 | 0 | 26 | 0 | 26 |  | 0 | 0 | 0 |  |  |  | 0 | 0 | 0 | 0 |  | 0
|  |  | Walwa | 747 |  |  | 0 |  |  | 0 | 0 | 3 | 0 | 3 |  | 0 | 0 | 0 |  |  |  | 0 | 0 | 0 | 0 |  | 0
|  |  | Wategaon | 731 |  |  | 0 |  |  | 0 | 0 | 32 | 0 | 32 |  | 0 | 0 | 0 |  |  |  | 0 | 0 | 0 | 0 |  | 0
|  |  | Yelur | 739 | 1 | 9 | 0 |  |  | 0 | 10 | 10 | 0 | 10 |  | 0 | 0 | 0 |  |  |  | 0 | 0 | 0 | 0 |  | 0
|  | DIVISION TOTAL |  |  | 16 | 112 | 7 | 0 | 0 | 0 | 135 | 7302 | 0 | 7302 | 0 | 0 | 71 | 137 | 139 | 0 | 0 | 0 | 0 | 0 | 38 | 0 | 0
|  | Kavathe Mahankal Division | ARAG | 7884 |  | 11 | 0 |  |  | 0 | 11 | 120 | 0 | 120 |  | 0 | 0 | 0 |  |  |  | 0 | 0 | 0 | 0 |  | 0
|  |  | BEDAG | 7883 |  |  | 0 |  |  | 0 | 0 | 94 | 0 | 94 |  | 0 | 0 | 0 |  |  |  | 0 | 0 | 0 | 0 |  | 0
|  |  | Bilur | 806 | 1 | 24 | 4 |  |  | 1 | 30 | 2 | 0 | 2 |  | 0 | 0 | 0 |  |  |  | 0 | 0 | 0 | 0 |  | 0
|  |  | BORGI | 7212 | 1 | 4 | 2 |  |  | 1 | 8 | 13 | 0 | 13 |  | 0 | 0 | 0 |  |  |  | 0 | 0 | 0 | 0 |  | 0
|  |  | Dafalapur | 807 |  | 5 | 0 |  |  | 0 | 5 | 44 | 0 | 44 |  | 0 | 0 | 0 |  |  |  | 0 | 0 | 0 | 0 |  | 0
|  |  | DARIKONNUR | 7215 |  |  | 1 |  |  | 0 | 1 | 33 | 0 | 33 |  | 0 | 0 | 0 |  |  |  | 0 | 0 | 0 | 0 |  | 0
|  |  | DESHING | 797 |  | 12 | 0 |  |  | 0 | 12 | 206 | 0 | 206 |  | 0 | 0 | 0 |  |  |  | 0 | 0 | 0 | 0 |  | 0
|  |  | DHALGAON | 795 |  |  | 0 |  |  | 0 | 0 | 200 | 0 | 200 |  | 0 | 0 | 0 |  |  |  | 0 | 0 | 0 | 0 |  | 0
|  |  | Erandoli | 7882 |  | 16 | 0 |  | 1 | 0 | 16 | 102 | 0 | 102 |  | 0 | 0 | 0 |  |  |  | 0 | 0 | 0 | 0 |  | 0
|  |  | HINGANGAON | 793 |  |  | 0 |  |  | 0 | 0 | 199 | 0 | 199 |  | 0 | 0 | 0 |  |  |  | 0 | 0 | 0 | 0 |  | 0
|  |  | Jath East | 801 |  | 8 | 0 |  |  | 0 | 8 | 0 | 0 | 0 |  | 0 | 0 | 0 |  |  |  | 0 | 0 | 0 | 0 |  | 0
|  |  | Jath Rural | 803 |  | 9 | 0 |  | 1 | 0 | 9 | 97 | 0 | 97 |  | 0 | 0 | 0 |  |  |  | 0 | 0 | 0 | 0 |  | 0
|  |  | Jath SDV | S080 |  | 10 | 0 |  |  | 0 | 10 | 1400 | 0 | 1400 | 2 | 0 | 0 | 0 |  |  |  | 0 | 0 | 0 | 0 |  | 0
|  |  | Jath West | 802 | 1 | 2 | 1 |  |  | 0 | 4 | 1 | 0 | 1 |  | 0 | 0 | 0 |  |  |  | 0 | 0 | 0 | 0 |  | 0
|  |  | JUCHI | 796 |  | 1 | 0 |  |  | 0 | 1 | 206 | 0 | 206 |  | 0 | 0 | 0 |  |  |  | 0 | 0 | 0 | 0 |  | 0
|  |  | K.MAHANKAL | 791 | 1 | 12 | 0 |  |  | 0 | 13 | 204 | 0 | 204 |  | 0 | 0 | 0 |  |  |  | 0 | 0 | 0 | 0 |  | 0
|  |  | Kavathe Mahankal | D525 |  |  | 0 |  |  | 0 | 0 | 4450 | 0 | 4450 |  | 0 | 0 | 0 |  |  |  | 0 | 0 | 0 | 0 |  | 0
|  |  | Kavathe Mahankal | S079 |  |  | 0 |  |  | 0 | 0 | 300 | 0 | 300 |  | 0 | 0 | 0 |  |  |  | 0 | 0 | 0 | 0 |  | 0
|  |  | Kumbhari | 804 |  |  | 0 |  |  | 0 | 0 | 38 | 0 | 38 |  | 0 | 0 | 0 |  |  |  | 0 | 0 | 0 | 0 |  | 0
|  |  | Lingnoor | 7885 |  | 15 | 0 |  |  | 0 | 15 | 108 | 0 | 108 |  | 0 | 0 | 0 |  |  |  | 0 | 0 | 0 | 0 |  | 0
|  |  | MADGYAL | 7214 |  |  | 0 |  |  | 0 | 0 | 9 | 0 | 9 |  | 0 | 0 | 0 |  |  |  | 0 | 0 | 0 | 0 |  | 0
|  |  | Miraj R SDV . II | S788 |  |  | 0 |  |  | 0 | 0 | 1209 | 0 | 1209 |  | 0 | 0 | 0 |  |  |  | 0 | 0 | 0 | 0 |  | 0
|  |  | RANJANI | 794 |  | 49 | 0 |  |  | 0 | 49 | 208 | 0 | 208 |  | 0 | 0 | 0 |  |  |  | 0 | 0 | 0 | 0 |  | 0
|  |  | salagare | 7881 |  | 1 | 0 |  |  | 0 | 1 | 96 | 0 | 96 |  | 0 | 0 | 0 |  |  |  | 0 | 0 | 0 | 0 |  | 0
|  |  | Sankh | 7211 |  | 8 | 0 |  |  | 0 | 8 | 18 | 0 | 18 |  | 0 | 0 | 0 |  |  |  | 0 | 0 | 0 | 0 |  | 0
|  |  | Sankh SDV | S721 |  | 36 | 0 |  |  | 0 | 36 | 1700 | 0 | 1700 |  | 0 | 0 | 0 |  |  |  | 0 | 0 | 0 | 0 |  | 0
|  |  | Shegaon | 805 | 1 | 75 | 2 |  |  | 0 | 78 | 0 | 0 | 0 |  | 0 | 0 | 0 |  |  |  | 0 | 0 | 0 | 0 |  | 0
|  |  | SHIRDHON | 792 |  | 9 | 0 |  |  | 0 | 9 | 174 | 0 | 174 |  | 0 | 0 | 0 |  |  |  | 0 | 0 | 0 | 0 |  | 0
|  |  | TIKONDI | 7216 |  | 1 | 0 |  |  | 0 | 1 | 25 | 0 | 25 |  | 0 | 0 | 0 |  |  |  | 0 | 0 | 0 | 0 |  | 0
|  |  | UMADI | 7213 | 7 | 20 | 0 |  |  | 0 | 27 | 17 | 0 | 17 | 1 | 0 | 0 | 0 |  |  |  | 0 | 0 | 0 | 0 |  | 0
|  | DIVISION TOTAL |  |  | 12 | 328 | 10 | 0 | 2 | 2 | 352 | 11273 | 0 | 11273 | 3 | 0 | 0 | 0 | 0 | 0 | 0 | 0 | 0 | 0 | 0 | 0 | 0
|  | Sangli Rural Division | ANKALKHOP | 783 | 1 | 1 | 0 |  |  | 0 | 2 | 0 | 0 | 0 |  | 0 | 0 | 0 |  |  |  | 0 | 0 | 0 | 0 |  | 0
|  |  | AUDUMBER | 786 |  |  | 0 |  |  | 0 | 0 | 3 | 0 | 3 |  | 0 | 0 | 0 |  |  |  | 0 | 0 | 0 | 0 |  | 0
|  |  | bhose | 764 |  | 1 | 0 |  |  | 0 | 1 | 204 | 0 | 204 |  | 0 | 0 | 0 |  |  |  | 0 | 0 | 0 | 0 |  | 0
|  |  | Borgaon | 774 |  |  | 0 |  |  | 0 | 0 | 47 | 0 | 47 |  | 0 | 0 | 0 |  |  |  | 0 | 0 | 0 | 0 |  | 0
|  |  | BUDHGAON | 813 |  | 33 | 0 |  |  | 0 | 33 | 0 | 0 | 0 |  | 0 | 0 | 0 |  |  |  | 0 | 0 | 0 | 0 |  | 0
|  |  | dhamani | 811 |  |  | 0 |  |  | 0 | 0 | 12 | 0 | 12 |  | 0 | 0 | 0 |  |  |  | 0 | 0 | 0 | 0 |  | 0
|  |  | dudhgaon | 817 |  |  | 0 |  |  | 0 | 0 | 11 | 0 | 11 |  | 0 | 0 | 0 |  |  |  | 0 | 0 | 0 | 0 |  | 0
|  |  | HATNUR | 771 |  | 2 | 0 |  |  | 0 | 2 | 60 | 0 | 60 |  | 0 | 0 | 0 |  |  |  | 0 | 0 | 0 | 0 |  | 0
|  |  | KARNAL | 815 |  |  | 0 |  |  | 0 | 0 | 10 | 0 | 10 |  | 0 | 0 | 0 |  |  |  | 0 | 0 | 0 | 0 |  | 0
|  |  | KAVATHE EKAND | 773 |  | 1 | 0 |  |  | 0 | 1 | 40 | 0 | 40 |  | 0 | 0 | 0 |  |  |  | 0 | 0 | 0 | 0 |  | 0
|  |  | kavlapur | 818 |  | 20 | 0 |  |  | 0 | 20 | 22 | 0 | 22 |  | 0 | 0 | 0 |  |  |  | 0 | 0 | 0 | 0 |  | 0
|  |  | K-DIGRAJ | 814 |  | 7 | 0 |  |  | 0 | 7 | 1 | 0 | 1 |  | 0 | 0 | 0 |  |  |  | 0 | 0 | 0 | 0 |  | 0
|  |  | K-PIRAN | 812 |  | 8 | 0 |  |  | 0 | 8 | 14 | 0 | 14 |  | 0 | 0 | 0 |  |  |  | 0 | 0 | 0 | 0 |  | 0
|  |  | KUMTHA | 772 |  | 3 | 0 |  |  | 0 | 3 | 10 | 0 | 10 |  | 0 | 0 | 0 |  |  |  | 0 | 0 | 0 | 0 |  | 0
|  |  | MALGAON | 762 |  | 6 | 0 | 1 |  | 0 | 6 | 584 | 0 | 584 |  | 0 | 0 | 0 |  |  |  | 0 | 0 | 0 | 0 |  | 0
|  |  | MANERAJURI | 7894 |  |  | 0 |  |  | 0 | 0 | 35 | 0 | 35 | 2 | 0 | 0 | 0 |  |  |  | 0 | 0 | 0 | 0 |  | 0
|  |  | MANJARDE | 7896 |  |  | 0 |  |  | 0 | 0 | 16 | 0 | 16 |  | 0 | 0 | 0 |  |  |  | 0 | 0 | 0 | 0 |  | 0
|  |  | MHAISHAL | 763 |  | 7 | 0 |  |  | 0 | 7 | 885 | 0 | 885 |  | 0 | 0 | 0 |  |  |  | 0 | 0 | 0 | 0 |  | 0
|  |  | Miraj R SDV I | S076 |  | 12 | 0 |  |  | 0 | 12 | 0 | 0 | 0 |  | 0 | 0 | 0 |  |  |  | 0 | 0 | 0 | 0 |  | 0
|  |  | MIRAJ(R) | 761 |  | 20 | 0 |  |  | 0 | 20 | 508 | 0 | 508 |  | 0 | 0 | 0 |  |  |  | 0 | 0 | 0 | 0 |  | 0
|  |  | NANDRE | 816 |  | 1 | 0 |  |  | 0 | 1 | 3 | 0 | 3 |  | 0 | 0 | 0 |  |  |  | 0 | 0 | 0 | 0 |  | 0
|  |  | NIMANI | 781 | 1 |  | 0 |  |  | 0 | 1 | 2 | 0 | 2 |  | 0 | 0 | 0 |  |  |  | 0 | 0 | 0 | 0 |  | 0
|  |  | Sangli R Div | D522 |  | 1 | 0 |  |  | 0 | 1 | 25 | 0 | 25 | 34 | 0 | 0 | 0 |  |  |  | 0 | 0 | 0 | 1 |  | 0
|  |  | Savlaj SDV | S789 |  | 72 | 0 |  |  | 0 | 72 | 2146 | 0 | 2146 |  | 0 | 0 | 0 |  |  |  | 0 | 0 | 0 | 0 |  | 0
|  |  | SAWALAJ-I | 7891 |  |  | 0 |  |  | 0 | 0 | 22 | 0 | 22 |  | 0 | 0 | 0 |  |  |  | 0 | 0 | 0 | 0 |  | 0
|  |  | sawarde | 7895 |  |  | 0 |  |  | 0 | 0 | 18 | 0 | 18 |  | 0 | 0 | 0 |  |  |  | 0 | 0 | 0 | 0 |  | 0
|  |  | SAWLAJ-II | 7892 |  |  | 0 |  |  | 0 | 0 | 19 | 0 | 19 |  | 0 | 0 | 0 |  |  |  | 0 | 0 | 0 | 0 |  | 0
|  |  | Shirgaon(V) | 776 | 1 | 1 | 0 |  |  | 0 | 2 | 52 | 0 | 52 |  | 0 | 0 | 0 |  |  |  | 0 | 0 | 0 | 0 |  | 0
|  |  | SONI | 765 |  | 10 | 0 |  |  | 0 | 10 | 100 | 0 | 100 |  | 0 | 0 | 0 |  |  |  | 0 | 0 | 0 | 0 |  | 0
|  |  | SUBHASHNAGAR | 766 |  | 10 | 0 |  |  | 0 | 10 | 300 | 0 | 300 |  | 0 | 0 | 0 |  |  |  | 0 | 0 | 0 | 0 |  | 0
|  |  | Tasgaon SDV -I | S077 |  | 72 | 0 |  |  | 0 | 72 | 1270 | 0 | 1270 |  | 0 | 0 | 0 |  |  |  | 0 | 0 | 0 | 0 |  | 0
|  |  | Tasgaon SDV -II | S078 |  | 72 | 0 |  |  | 0 | 72 | 621 | 0 | 621 |  | 0 | 0 | 0 |  |  |  | 0 | 0 | 0 | 0 |  | 0
|  |  | TASGAON U | 787 |  | 1 | 0 |  |  | 0 | 1 | 4 | 0 | 4 |  | 0 | 0 | 0 |  |  |  | 0 | 0 | 0 | 0 |  | 0
|  |  | TASGAON-R | 775 |  | 5 | 0 |  |  | 0 | 5 | 29 | 0 | 29 |  | 0 | 0 | 0 |  |  |  | 0 | 0 | 0 | 0 |  | 0
|  |  | Vishrambag SDV | S081 |  | 42 | 0 |  |  | 0 | 42 | 164 | 0 | 164 |  | 0 | 0 | 0 |  |  |  | 0 | 0 | 0 | 0 |  | 0
|  |  | WAIPHALE | 7893 |  |  | 0 |  |  | 0 | 0 | 29 | 0 | 29 |  | 0 | 0 | 0 |  |  |  | 0 | 0 | 0 | 0 |  | 0
|  |  | YELAVI | 782 |  | 2 | 0 |  |  | 0 | 2 | 0 | 0 | 0 |  | 0 | 0 | 0 |  |  |  | 0 | 0 | 0 | 0 |  | 0
|  | DIVISION TOTAL |  |  | 3 | 410 | 0 | 1 | 0 | 0 | 413 | 7266 | 0 | 7266 | 36 | 0 | 0 | 0 | 0 | 0 | 0 | 0 | 0 | 0 | 1 | 0 | 0
|  | Sangli Urban Division | abmedkar road | 692 | 3 | 43 | 0 |  | 1 | 0 | 46 | 10 | 0 | 10 |  | 0 | 0 | 0 |  |  |  | 0 | 0 | 0 | 0 |  | 0
|  |  | CENTRAL ZONE,SAN | S068 |  |  | 0 |  |  | 0 | 0 | 10 | 0 | 10 |  | 0 | 0 | 0 |  |  |  | 0 | 0 | 0 | 0 |  | 0
|  |  | GOVT COLONY | 661 |  | 1 | 1 |  | 3 | 2 | 4 | 1 | 0 | 1 |  | 0 | 0 | 0 |  |  |  | 0 | 0 | 0 | 0 |  | 0
|  |  | KHANBHAG | 683 |  | 28 | 0 |  |  | 0 | 28 | 4 | 0 | 4 |  | 0 | 0 | 0 |  |  |  | 0 | 0 | 0 | 0 |  | 0
|  |  | kolhapur road | 693 |  | 24 | 0 |  |  | 0 | 24 | 10 | 0 | 10 |  | 0 | 0 | 0 |  |  |  | 0 | 0 | 0 | 0 |  | 0
|  |  | Kupwad | 702 | 1 | 25 | 2 |  | 1 | 0 | 28 | 4 | 0 | 4 |  | 0 | 0 | 0 |  |  |  | 1 | 0 | 0 | 0 |  | 0
|  |  | Madhavnagar | 703 |  | 10 | 0 |  |  | 0 | 10 | 2 | 0 | 2 |  | 0 | 0 | 0 |  |  |  | 0 | 0 | 0 | 0 |  | 0
|  |  |  | S070 |  |  | 0 |  |  | 0 | 0 | 31 | 0 | 31 |  | 0 | 0 | 0 |  |  |  | 2 | 0 | 0 | 0 |  | 0
|  |  | MIDC KUPWAD | 701 |  | 10 | 0 |  |  | 0 | 10 | 4 | 0 | 4 |  | 0 | 0 | 0 |  |  |  | 0 | 0 | 0 | 0 |  | 0
|  |  | MIRAJ URBAN | S071 |  |  | 0 |  |  | 0 | 0 | 13 | 0 | 13 |  | 0 | 0 | 0 |  |  |  | 0 | 0 | 0 | 0 |  | 0
|  |  | RISALA ROAD | 671 |  | 24 | 0 |  |  | 0 | 24 | 9 | 0 | 9 |  | 0 | 0 | 0 |  |  |  | 0 | 0 | 0 | 0 |  | 0
|  |  | S.I.E. | 704 |  | 13 | 0 |  |  | 0 | 13 | 5 | 0 | 5 |  | 0 | 0 | 0 |  |  |  | 0 | 0 | 0 | 0 |  | 0
|  |  | S.O.1.M.I.D.C | 711 | 2 | 40 | 1 |  |  | 0 | 43 | 3 | 0 | 3 |  | 0 | 0 | 0 |  |  |  | 0 | 0 | 0 | 0 |  | 0
|  |  | SANGALWADI | 672 |  | 28 | 0 |  |  | 0 | 28 | 13 | 0 | 13 |  | 0 | 0 | 0 |  |  |  | 0 | 1 | 0 | 0 |  | 0
|  |  | Sangli U Div | D121 |  | 1 | 3 |  | 4 | 0 | 4 | 102 | 1 | 103 | 2 | 1 | 0 | 0 |  |  |  | 0 | 21 | 11 | 57 |  | 0
|  |  | Section Office 2 | 712 | 2 | 31 | 0 |  |  | 1 | 34 | 1 | 0 | 1 |  | 0 | 0 | 0 |  |  |  | 0 | 0 | 0 | 0 |  | 0
|  |  | SECTION OFFICE 3 | 713 | 2 | 51 | 0 |  |  | 0 | 53 | 8 | 0 | 8 |  | 0 | 0 | 0 |  |  |  | 0 | 0 | 0 | 0 |  | 0
|  |  | SECTION OFFICE 4 | 714 | 3 | 40 | 3 |  |  | 0 | 46 | 0 | 0 | 0 |  | 0 | 0 | 0 |  |  |  | 0 | 0 | 0 | 0 |  | 0
|  |  | SHINDE MALA | 663 |  |  | 0 |  | 3 | 0 | 0 | 1 | 0 | 1 |  | 0 | 0 | 0 |  |  |  | 0 | 0 | 0 | 0 |  | 0
|  |  | south shivaji na | 691 | 1 | 24 | 2 |  |  | 0 | 27 | 5 | 0 | 5 |  | 0 | 0 | 0 |  |  |  | 0 | 0 | 0 | 0 |  | 0
|  |  | TIMBER AREA | 681 |  | 13 | 0 |  |  | 0 | 13 | 4 | 0 | 4 |  | 0 | 0 | 0 |  |  |  | 0 | 0 | 0 | 0 |  | 0
|  |  | VAKHARBHAG | 682 |  | 20 | 0 |  |  | 0 | 20 | 5 | 0 | 5 |  | 0 | 0 | 0 |  |  |  | 0 | 0 | 0 | 0 |  | 0
|  |  | VISHRAMBAG | 662 |  |  | 1 |  |  | 0 | 1 | 1 | 0 | 1 |  | 0 | 0 | 0 |  |  |  | 0 | 0 | 0 | 0 |  | 0
|  |  | VISHRAMBAG NORTH | S066 |  | 50 | 0 |  |  | 0 | 50 | 20 | 0 | 20 |  | 0 | 0 | 0 |  |  |  | 0 | 0 | 0 | 0 |  | 0
|  | DIVISION TOTAL |  |  | 14 | 476 | 13 | 0 | 12 | 3 | 506 | 266 | 1 | 267 | 2 | 1 | 0 | 0 | 0 | 0 | 0 | 3 | 22 | 11 | 57 | 0 | 0
|  | Vita Division | ALSAND | 836 | 30 | 37 | 12 |  | 1 | 0 | 79 | 2 | 0 | 2 |  | 0 | 0 | 0 |  |  |  | 0 | 0 | 0 | 0 |  | 0
|  |  | Atapadi SDV | S084 | 6 | 12 | 0 |  |  | 0 | 18 | 1611 | 0 | 1611 | 1 | 0 | 5 | 0 |  |  |  | 0 | 0 | 0 | 16 |  | 0
|  |  | Atpadi-02 | 842 | 2 | 33 | 2 |  |  | 0 | 37 | 16 | 0 | 16 |  | 0 | 0 | 0 |  |  |  | 0 | 0 | 0 | 0 |  | 0
|  |  | Atpadi-1 | 841 | 11 | 38 | 4 |  |  | 0 | 53 | 2 | 0 | 2 |  | 1 | 0 | 0 |  |  |  | 0 | 0 | 0 | 0 |  | 0
|  |  | BURLI | 857 |  |  | 0 |  |  | 0 | 0 | 20 | 0 | 20 |  | 0 | 0 | 0 |  |  |  | 0 | 0 | 0 | 0 |  | 0
|  |  | CHINCHANI | 856 |  | 6 | 0 |  |  | 0 | 6 | 90 | 0 | 90 |  | 0 | 0 | 0 |  |  |  | 0 | 0 | 0 | 0 |  | 0
|  |  | Dighanchi | 843 | 34 | 47 | 2 |  |  | 1 | 84 | 13 | 0 | 13 |  | 0 | 1 | 0 |  |  |  | 0 | 0 | 0 | 0 |  | 0
|  |  | KADEGAON - 1 | 821 |  | 15 | 0 |  |  | 0 | 15 | 15 | 0 | 15 |  | 0 | 0 | 0 |  |  |  | 0 | 0 | 0 | 0 |  | 0
|  |  | KADEGAON 2 | 822 |  | 4 | 0 |  |  | 0 | 4 | 65 | 0 | 65 |  | 0 | 0 | 0 |  |  |  | 0 | 0 | 0 | 0 |  | 0
|  |  | KADEPUR | 823 |  | 19 | 0 |  |  | 0 | 19 | 51 | 0 | 51 |  | 0 | 0 | 0 |  |  |  | 0 | 0 | 0 | 0 |  | 0
|  |  | Kargani | 844 | 2 | 21 | 0 |  |  | 0 | 23 | 0 | 0 | 0 |  | 0 | 0 | 0 |  |  |  | 0 | 0 | 0 | 0 |  | 0
|  |  | KHANAPUR 1 | 8361 |  | 9 | 0 |  |  | 0 | 9 | 1 | 0 | 1 |  | 0 | 0 | 0 |  |  |  | 0 | 0 | 0 | 0 |  | 0
|  |  | KHANAPUR 2 | 8362 |  | 5 | 0 |  |  | 0 | 5 | 7 | 0 | 7 |  | 0 | 0 | 0 |  |  |  | 0 | 0 | 0 | 0 |  | 0
|  |  | Khanapur SDV | S836 |  | 8 | 0 |  |  | 0 | 8 | 605 | 0 | 605 |  | 0 | 0 | 0 |  |  |  | 0 | 0 | 0 | 4 |  | 0
|  |  | Kharsundi | 845 | 4 | 42 | 0 |  |  | 0 | 46 | 1 | 0 | 1 |  | 0 | 0 | 0 |  |  |  | 0 | 0 | 0 | 0 |  | 0
|  |  | kirloskarwadi | 851 |  | 91 | 0 |  |  | 0 | 91 | 17 | 0 | 17 | 1 | 0 | 0 | 0 |  |  |  | 0 | 0 | 0 | 0 |  | 0
|  |  | Kirloskarwadi SD | S085 |  |  | 0 |  |  | 0 | 0 | 735 | 0 | 735 |  | 0 | 0 | 0 |  |  |  | 0 | 0 | 5 | 12 |  | 0
|  |  | KUNDAL | 858 | 1 | 19 | 0 |  |  | 0 | 20 | 299 | 0 | 299 | 1 | 0 | 0 | 0 |  |  |  | 0 | 0 | 0 | 0 |  | 0
|  |  | LENGARE | 833 | 5 | 37 | 1 |  |  | 0 | 43 | 10 | 0 | 10 |  | 0 | 0 | 0 |  |  |  | 0 | 0 | 0 | 0 |  | 0
|  |  | MOHITEWADGAON | 854 |  | 14 | 0 |  |  | 0 | 14 | 159 | 0 | 159 |  | 0 | 0 | 0 |  |  |  | 0 | 0 | 0 | 0 |  | 0
|  |  | NAGEWADI | 835 |  | 44 | 0 |  |  | 0 | 44 | 9 | 0 | 9 |  | 0 | 0 | 0 |  |  |  | 0 | 0 | 0 | 0 |  | 0
|  |  | NAGRALE | 855 |  | 2 | 0 |  |  | 0 | 2 | 0 | 0 | 0 |  | 0 | 0 | 0 |  |  |  | 0 | 0 | 0 | 0 |  | 0
|  |  | NEWARI | 824 |  |  | 0 |  |  | 0 | 0 | 11 | 0 | 11 |  | 0 | 0 | 0 |  |  |  | 0 | 0 | 0 | 0 |  | 0
|  |  | palus 2 | 853 |  | 6 | 3 |  |  | 0 | 9 | 302 | 0 | 302 |  | 0 | 0 | 0 |  |  |  | 0 | 0 | 0 | 0 |  | 0
|  |  | palus1 | 852 | 1 | 6 | 1 |  |  | 0 | 8 | 11 | 0 | 11 |  | 0 | 0 | 0 |  |  |  | 0 | 0 | 0 | 0 |  | 0
|  |  | PARE | 834 | 4 | 97 | 2 |  |  | 0 | 103 | 1 | 0 | 1 |  | 0 | 0 | 0 |  |  |  | 0 | 0 | 0 | 0 |  | 0
|  |  | Vita I S Div | D523 |  |  | 0 |  |  | 0 | 0 | 112 | 0 | 112 | 1 | 21 | 0 | 0 |  |  |  | 0 | 0 | 0 | 14 |  | 0
|  |  | Vita SDV I | S082 |  |  | 0 |  |  | 0 | 0 | 1450 | 0 | 1450 |  | 0 | 0 | 0 |  |  |  | 0 | 0 | 1 | 11 |  | 0
|  |  | Vita SDV II | S083 | 5 | 24 | 1 |  |  | 0 | 30 | 1641 | 0 | 1641 |  | 0 | 0 | 0 |  |  |  | 0 | 0 | 0 | 22 |  | 0
|  |  | VITA(U) 1 | 831 |  | 32 | 0 |  |  | 0 | 32 | 4 | 0 | 4 |  | 0 | 0 | 0 |  |  |  | 0 | 0 | 0 | 0 |  | 0
|  |  | VITA(U) 2 | 832 | 4 | 94 | 4 |  |  | 0 | 102 | 1 | 0 | 1 |  | 0 | 0 | 0 |  |  |  | 0 | 0 | 0 | 0 |  | 0
|  | DIVISION TOTAL |  |  | 109 | 762 | 32 | 0 | 1 | 1 | 904 | 7261 | 0 | 7261 | 4 | 22 | 6 | 0 | 0 | 0 | 0 | 0 | 0 | 6 | 79 | 0 | 0
| CIRCLE TOTAL |  |  |  | 154 | 2088 | 862 | 1 | 576 | 6 | 3110 | 33949 | 1 | 33950 | 45 | 23 | 77 | 137 | 139 | 0 | 0 | 3 | 22 | 23 | 218 | 0 | 0
ZONE TOTAL |  |  |  |  | 723 | 2994 | 879 | 9 | 680 | 11 | 4607 | 38687 | 1 | 38688 | 96 | 96 | 120 | 501 | 346 | 0 | 0 | 23 | 79 | 26 | 291 | 0 | 8
PUNE ZONE | GANESHKHIND (U) CIRCLE | Ganeshkhind Urban Circle | Com Str Mulshi D | W514 | 500 |  | 39124 |  | 106 | 0 | 39624 | 725 | 8 | 733 |  | 0 | 0 | 0 |  |  |  | 0 | 0 | 0 | 4 |  | 0
|  |  | Ganeshkhind test | T517 |  |  | 0 |  |  | 0 | 0 | 0 | 0 | 0 |  | 0 | 0 | 0 |  |  |  | 0 | 0 | 0 | 124 |  | 0
|  |  | Ganeshkhind Urba | C517 |  |  | 0 |  |  | 0 | 0 | 0 | 0 | 0 |  | 0 | 0 | 0 |  |  |  | 0 | 0 | 10 | 0 |  | 0
|  |  | MSEDCL Pilot Uni | M517 | 25 |  | 2 |  |  | 8 | 35 | 0 | 0 | 0 |  | 0 | 0 | 0 |  |  |  | 0 | 0 | 0 | 0 |  | 0
|  | Pune Bhosari Division | BHOSARI II SUB-D | S615 |  |  | 0 |  |  | 0 | 0 | 0 | 0 | 0 |  | 25 | 0 | 0 |  |  |  | 0 | 0 | 0 | 0 |  | 0
|  |  | BHOSARIGOAN | 5961 | 15 |  | 1 |  |  | 0 | 16 | 4 | 0 | 4 |  | 1 | 0 | 0 |  |  |  | 0 | 0 | 0 | 0 |  | 0
|  |  | CHARHOLI | 6152 |  |  | 0 |  |  | 1 | 1 | 0 | 0 | 0 |  | 0 | 1 | 0 |  |  |  | 0 | 0 | 0 | 0 |  | 0
|  |  | CHINCHWAD | 5954 |  |  | 0 |  |  | 2 | 2 | 0 | 0 | 0 |  | 0 | 0 | 0 |  |  |  | 0 | 0 | 0 | 0 |  | 0
|  |  | DEHUGAON | 6764 |  |  | 4 |  |  | 1 | 5 | 1 | 0 | 1 |  | 0 | 0 | 0 |  |  |  | 0 | 0 | 0 | 0 |  | 0
|  |  | DEHUROAD | 6763 | 34 |  | 13 |  | 1 | 0 | 47 | 9 | 0 | 9 |  | 1 | 0 | 0 |  |  |  | 0 | 0 | 0 | 0 |  | 0
|  |  | INDRAYANINAGAR | 6151 | 6 |  | 6 |  |  | 1 | 13 | 0 | 0 | 0 |  | 1 | 0 | 0 |  |  |  | 0 | 0 | 0 | 0 |  | 0
|  |  | MOSHI | 5952 | 21 |  | 2 |  |  | 1 | 24 | 3 | 0 | 3 |  | 1 | 0 | 0 |  |  |  | 0 | 0 | 0 | 0 |  | 0
|  |  | NASHIKROAD | 5962 | 3 |  | 2 |  |  | 7 | 12 | 3 | 0 | 3 |  | 0 | 0 | 0 |  |  |  | 0 | 0 | 0 | 0 |  | 0
|  |  | NIGADI | 6761 | 1 |  | 1 |  |  | 0 | 2 | 0 | 0 | 0 |  | 0 | 0 | 0 |  |  |  | 0 | 0 | 0 | 0 |  | 0
|  |  | Pradhikaran SDN | S676 |  |  | 0 |  |  | 0 | 0 | 2 | 0 | 2 |  | 21 | 0 | 0 |  |  |  | 0 | 0 | 0 | 0 |  | 0
|  |  | Pune Akurdi SDV | S595 | 5 |  | 0 |  |  | 0 | 5 | 0 | 0 | 0 |  | 25 | 0 | 0 |  |  |  | 0 | 0 | 0 | 0 |  | 0
|  |  | Pune Bhosari Div | D309 | 11 |  | 91 |  | 8 | 10 | 112 | 7 | 0 | 7 | 5 | 52 | 0 | 70 |  |  |  | 0 | 0 | 0 | 43 |  | 0
|  |  | SAMBHAJINAGAR | 5953 | 3 |  | 0 |  |  | 0 | 3 | 3 | 0 | 3 |  | 0 | 0 | 0 |  |  |  | 0 | 0 | 0 | 0 |  | 0
|  |  | TALAWADE | 6762 | 2 |  | 1 |  | 1 | 0 | 3 | 0 | 0 | 0 |  | 1 | 0 | 0 |  |  |  | 0 | 0 | 0 | 0 |  | 0
|  | DIVISION TOTAL |  |  | 101
|  | Pune Kothrud Division | DAHANUKAR | 6141 | 5 |  | 3 |  |  | 0 | 8 | 0 | 0 | 0 |  | 0 | 0 | 0 |  |  |  | 0 | 0 | 0 | 0 |  | 0
|  |  | Erandwana | 6112 |  |  | 2 |  | 1 | 0 | 2 | 1 | 0 | 1 |  | 0 | 0 | 0 |  |  |  | 0 | 0 | 0 | 0 |  | 0
|  |  | Gananjay | 6134 | 1 |  | 3 |  | 4 | 0 | 4 | 0 | 0 | 0 |  | 0 | 0 | 0 |  |  |  | 0 | 0 | 0 | 0 |  | 0
|  |  | J.M.Rd | 6111 | 1 |  | 1 |  |  | 0 | 2 | 0 | 0 | 0 |  | 2 | 0 | 0 |  |  |  | 0 | 0 | 0 | 0 |  | 0
|  |  | KARVE NAGAR | 6143 |  |  | 1 |  |  | 0 | 1 | 2 | 0 | 2 |  | 1 | 0 | 0 |  |  |  | 0 | 0 | 0 | 0 |  | 0
|  |  | Lokmanya colony | 6135 |  |  | 0 |  |  | 0 | 0 | 0 | 0 | 0 |  | 1 | 0 | 5 |  |  |  | 0 | 0 | 0 | 0 |  | 0
|  |  | Mayur Colony | 6132 |  |  | 0 |  |  | 0 | 0 | 1 | 0 | 1 |  | 1 | 1 | 0 |  |  |  | 0 | 0 | 0 | 0 |  | 0
|  |  | Prabhat RD | 6113 | 2 |  | 2 |  | 1 | 2 | 6 | 1 | 0 | 1 |  | 1 | 0 | 0 |  |  |  | 0 | 0 | 0 | 0 |  | 0
|  |  | Pune Deccan SDV | S611 |  |  | 0 |  |  | 0 | 0 | 0 | 0 | 0 |  | 1 | 0 | 0 |  |  |  | 0 | 0 | 0 | 0 |  | 0
|  |  | Pune Kothrud Div | D306 |  |  | 0 |  |  | 0 | 0 | 0 | 0 | 0 |  | 3 | 0 | 10 |  |  |  | 0 | 0 | 0 | 5 |  | 0
|  |  | Pune Kothrud SDV | S613 |  |  | 1 |  |  | 0 | 1 | 0 | 0 | 0 |  | 1 | 0 | 0 |  |  |  | 0 | 0 | 0 | 0 |  | 0
|  |  | Rahulnagar | 6133 | 1 |  | 0 |  | 2 | 0 | 1 | 0 | 0 | 0 |  | 0 | 0 | 0 |  |  |  | 0 | 0 | 0 | 0 |  | 0
|  |  | Rambug | 6131 |  |  | 1 |  |  | 0 | 1 | 0 | 0 | 0 |  | 0 | 0 | 0 |  |  |  | 0 | 0 | 0 | 0 |  | 0
|  |  | SHIVANE | 6144 | 3 |  | 0 |  |  | 0 | 3 | 0 | 0 | 0 |  | 1 | 0 | 0 |  |  |  | 0 | 0 | 0 | 0 |  | 0
|  |  | WARJE | 6142 | 3 |  | 0 |  |  | 0 | 3 | 0 | 0 | 0 |  | 0 | 0 | 0 |  |  |  | 0 | 0 | 0 | 0 |  | 0
|  | DIVISION TOTAL |  |  | 16
|  | Pune Pimpri Division | CHINCHWAD-I | 6351 | 2 | 6 | 1 |  |  | 0 | 9 | 0 | 0 | 0 |  | 0 | 0 | 0 |  |  |  | 0 | 0 | 0 | 0 |  | 0
|  |  | CHINCHWAD-II | 6352 |  | 37 | 1 |  |  | 0 | 38 | 1 | 0 | 1 |  | 0 | 0 | 0 |  |  |  | 0 | 0 | 0 | 0 |  | 0
|  |  | CHINCHWAD-III | 6354 | 1 | 14 | 4 |  |  | 0 | 19 | 1 | 0 | 1 |  | 0 | 0 | 0 |  |  |  | 0 | 0 | 0 | 0 |  | 0
|  |  | DAPODI | 5932 | 1 | 50 | 1 |  |  | 0 | 52 | 0 | 0 | 0 |  | 0 | 0 | 0 |  |  |  | 0 | 0 | 0 | 0 |  | 0
|  |  | hinjawadi | 6363 | 7 | 40 | 0 |  |  | 0 | 47 | 1 | 0 | 1 |  | 0 | 0 | 0 |  |  |  | 0 | 2 | 0 | 0 |  | 0
|  |  | KALEWADI | 6353 | 8 | 10 | 0 |  |  | 0 | 18 | 0 | 0 | 0 |  | 0 | 0 | 0 |  |  |  | 0 | 0 | 0 | 0 |  | 0
|  |  | KASARWADI | 5931 | 8 | 17 | 1 |  |  | 0 | 26 | 0 | 0 | 0 |  | 0 | 0 | 0 |  |  |  | 0 | 0 | 0 | 0 |  | 0
|  |  | KHARALWADI | 5941 |  | 27 | 0 |  |  | 0 | 27 | 1 | 0 | 1 |  | 0 | 0 | 0 |  |  |  | 0 | 0 | 0 | 0 |  | 0
|  |  | PIMPRI | 5942 | 13 | 4 | 3 |  | 2 | 0 | 20 | 2 | 0 | 2 |  | 0 | 0 | 0 |  |  |  | 0 | 1 | 0 | 0 |  | 0
|  |  | Pune Chinchwad S | S635 | 4 |  | 0 |  |  | 0 | 4 | 0 | 0 | 0 |  | 0 | 0 | 0 |  |  |  | 0 | 0 | 0 | 0 |  | 0
|  |  | Pune Pimpri Div | D301 | 21 |  | 0 |  |  | 0 | 21 | 1 | 0 | 1 |  | 0 | 0 | 0 |  |  |  | 0 | 24 | 0 | 9 |  | 0
|  |  | Pune Sangvi SDV | S636 | 31 |  | 0 |  |  | 0 | 31 | 0 | 0 | 0 |  | 0 | 0 | 0 |  |  |  | 0 | 0 | 0 | 0 |  | 0
|  |  | sangavi | 6361 | 9 | 122 | 0 |  |  | 0 | 131 | 3 | 0 | 3 |  | 0 | 0 | 0 |  |  |  | 0 | 0 | 0 | 0 |  | 0
|  |  | tathwade | 6362 | 40 | 385 | 3 |  |  | 6 | 434 | 2 | 0 | 2 |  | 0 | 0 | 0 |  |  |  | 0 | 0 | 0 | 0 |  | 0
|  | DIVISION TOTAL |  |  | 145
|  | Pune Shivajinagar Division | Baner | 5991 | 80 |  | 27 |  | 2 | 6 | 113 | 19 | 0 | 19 | 1 | 0 | 0 | 0 | 3 |  |  | 0 | 0 | 0 | 0 |  | 0
|  |  | BOPODI SECTION | 6002 |  |  | 2 |  | 2 | 2 | 4 | 0 | 0 | 0 |  | 0 | 0 | 0 |  |  |  | 0 | 0 | 0 | 0 |  | 0
|  |  | Bremen circle | 5993 | 3 |  | 0 |  |  | 0 | 3 | 0 | 0 | 0 |  | 0 | 0 | 0 |  |  |  | 0 | 0 | 0 | 0 |  | 0
|  |  | ITI | 5992 | 1 |  | 0 |  |  | 0 | 1 | 1 | 0 | 1 |  | 0 | 0 | 0 |  |  |  | 0 | 0 | 0 | 0 |  | 0
|  |  | KHADKI SECTION | 6001 | 4 | 6 | 3 |  | 4 | 2 | 15 | 1 | 0 | 1 |  | 0 | 0 | 0 | 3 |  |  | 0 | 0 | 0 | 0 |  | 0
|  |  | Modi Ganpati | 5973 | 4 |  | 4 |  |  | 3 | 11 | 0 | 0 | 0 |  | 0 | 0 | 0 |  |  |  | 0 | 0 | 0 | 0 |  | 0
|  |  | Modibag | 5981 | 1 |  | 0 |  | 1 | 0 | 1 | 1 | 0 | 1 |  | 0 | 0 | 43 |  |  |  | 0 | 0 | 0 | 0 |  | 0
|  |  | Pune Aundh SDV | S599 |  |  | 0 |  |  | 0 | 0 | 0 | 0 | 0 |  | 0 | 0 | 145 |  |  |  | 0 | 0 | 0 | 0 |  | 0
|  |  | Pune Shivajinaga | D302 | 1 |  | 1 |  |  | 0 | 2 | 22 | 0 | 22 |  | 0 | 0 | 11 |  |  |  | 0 | 0 | 0 | 7 |  | 0
|  |  | Shivaji Hsg | 5982 | 2 |  | 0 |  |  | 0 | 2 | 3 | 0 | 3 |  | 0 | 0 | 57 |  |  |  | 0 | 0 | 0 | 0 |  | 0
|  |  | Shivajinagar | 5972 | 3 |  | 0 |  |  | 0 | 3 | 1 | 0 | 1 | 1 | 0 | 0 | 0 |  |  |  | 0 | 0 | 0 | 0 |  | 0
|  |  | Sus Road | 5983 | 1 |  | 0 |  |  | 0 | 1 | 0 | 0 | 0 |  | 0 | 0 | 52 |  |  |  | 0 | 0 | 0 | 0 |  | 0
|  | DIVISION TOTAL |  |  | 100 | 6 | 37 | 0 | 9 | 13 | 156 | 48 | 0 | 48 | 2 | 0 | 0 | 308 | 6 | 0 | 0 | 0 | 0 | 0 | 7 | 0 | 0
| CIRCLE TOTAL |  |  |  | 887 | 6 | 39163 | 0 | 115 | 21 | 39815 | 773 | 8 | 781 | 2 | 0 | 0 | 308 | 6 | 0 | 0 | 0 | 0 | 10 | 135 | 0 | 0
| PUNE (R) CIRCLE | Pune Rural Circle | Com Str Mulshi D | W514 | 500 |  | 0 | 1686 | 64 | 27 | 527 | 3157 | 35 | 3192 | 3 | 0 | 0 | 0 |  |  |  | 0 | 0 | 0 | 0 |  | 0
|  |  | Pune (R) testing | T510 |  |  | 0 |  |  | 0 | 0 | 0 | 0 | 0 |  | 13 | 0 | 0 |  |  |  | 0 | 0 | 16 | 67 |  | 0
|  |  | Pune Rural Circl | C510 |  |  | 0 |  |  | 0 | 0 | 0 | 0 | 0 |  | 0 | 1 | 0 |  |  |  | 0 | 0 | 0 | 0 |  | 0
|  | Manchar Division | AGAR | 0653 |  |  | 0 |  |  | 0 | 0 | 1 | 0 | 1 |  | 0 | 0 | 0 |  |  |  | 0 | 0 | 0 | 0 |  | 0
|  |  | Belha Section | 7702 |  | 4 | 0 |  |  | 0 | 4 | 0 | 0 | 0 |  | 0 | 0 | 0 |  |  |  | 0 | 0 | 0 | 0 |  | 0
|  |  | Bori | 0644 | 2 | 4 | 0 |  |  | 0 | 6 | 0 | 0 | 0 |  | 0 | 0 | 0 |  |  |  | 0 | 0 | 0 | 0 |  | 0
|  |  | Dimbhe | 7144 | 35 |  | 0 |  |  | 0 | 35 | 2 | 0 | 2 |  | 0 | 0 | 0 |  |  |  | 0 | 0 | 0 | 0 |  | 0
|  |  | Ghodegaon (R) | 7146 | 28 |  | 0 |  |  | 0 | 28 | 1 | 0 | 1 |  | 0 | 0 | 0 |  |  |  | 0 | 0 | 0 | 0 |  | 0
|  |  | Junnar SDV | S065 | 13 |  | 4 |  |  | 0 | 17 | 2 | 0 | 2 |  | 10 | 0 | 0 |  |  |  | 0 | 0 | 0 | 0 |  | 0
|  |  | JUNNAR URBAN | 0651 |  |  | 0 |  | 1 | 0 | 0 | 0 | 0 | 0 |  | 0 | 0 | 0 |  |  |  | 0 | 0 | 0 | 0 |  | 0
|  |  | KALAMB | 7142 |  | 4 | 0 |  |  | 0 | 4 | 0 | 0 | 0 |  | 0 | 0 | 0 |  |  |  | 0 | 0 | 0 | 0 |  | 0
|  |  | LONI | 0623 | 4 | 1 | 0 |  |  | 0 | 5 | 0 | 0 | 0 |  | 0 | 0 | 0 |  |  |  | 0 | 0 | 0 | 0 |  | 0
|  |  | Manchar Div | D519 |  |  | 0 |  |  | 0 | 0 | 0 | 0 | 0 |  | 14 | 0 | 0 |  |  |  | 0 | 0 | 0 | 24 |  | 0
|  |  | Manchar Urban | 0621 |  | 6 | 0 |  |  | 0 | 6 | 0 | 0 | 0 |  | 0 | 0 | 0 |  |  |  | 0 | 0 | 0 | 0 |  | 0
|  |  | MancharRural | 0622 |  |  | 0 |  | 1 | 0 | 0 | 0 | 0 | 0 |  | 0 | 0 | 0 |  |  |  | 0 | 0 | 0 | 0 |  | 0
|  |  | NAMGAONSAVA | 0645 |  | 1 | 1 |  |  | 0 | 2 | 0 | 0 | 0 |  | 0 | 0 | 0 |  |  |  | 0 | 0 | 0 | 0 |  | 0
|  |  | Narayangaon SDV | S064 |  |  | 0 |  |  | 0 | 0 | 0 | 0 | 0 |  | 3 | 0 | 0 |  |  |  | 0 | 0 | 0 | 0 |  | 0
|  |  | Narodi | 7145 |  | 1 | 2 |  |  | 0 | 3 | 1 | 0 | 1 |  | 0 | 0 | 0 |  |  |  | 0 | 0 | 0 | 0 |  | 0
|  |  | NGN- (U) | 0641 | 2 | 3 | 2 |  |  | 0 | 7 | 0 | 0 | 0 |  | 0 | 0 | 0 |  |  |  | 0 | 0 | 0 | 0 |  | 0
|  |  | NGN R-I | 0642 | 2 | 1 | 0 |  |  | 0 | 3 | 1 | 0 | 1 |  | 0 | 0 | 0 |  |  |  | 0 | 0 | 0 | 0 |  | 0
|  |  | NGN R-II | 0643 | 1 | 2 | 0 |  |  | 0 | 3 | 0 | 0 | 0 |  | 0 | 0 | 0 |  |  |  | 0 | 0 | 0 | 0 |  | 0
|  |  | PIMPALWANDI | 0646 |  | 3 | 0 |  |  | 0 | 3 | 0 | 0 | 0 |  | 0 | 0 | 0 |  |  |  | 0 | 0 | 0 | 0 |  | 0
|  |  | RANJANI | 0625 |  | 1 | 0 |  | 2 | 0 | 1 | 0 | 0 | 0 |  | 0 | 0 | 0 |  |  |  | 0 | 0 | 0 | 0 |  | 0
|  |  | SHIROLI | 0655 | 4 |  | 1 |  |  | 1 | 6 | 0 | 0 | 0 |  | 0 | 0 | 0 |  |  |  | 0 | 0 | 0 | 0 |  | 0
|  | DIVISION TOTAL |  |  | 91 | 31 | 10 | 0 | 4 | 1 | 133 | 8 | 0 | 8 | 0 | 27 | 0 | 0 | 0 | 0 | 0 | 0 | 0 | 0 | 24 | 0 | 0
|  | Pune Mulshi Division | KHANAPUR | 0576 |  |  | 0 |  |  | 0 | 0 | 1 | 0 | 1 | 1 | 0 | 1 | 0 |  |  |  | 0 | 0 | 0 | 0 |  | 0
|  |  | Khed Shivapur | 0583 | 2 |  | 0 |  |  | 0 | 2 | 3 | 0 | 3 |  | 0 | 2 | 0 |  |  |  | 0 | 0 | 0 | 0 |  | 0
|  |  | LONI KALBHOR | 0595 | 9 |  | 0 |  |  | 0 | 9 | 0 | 0 | 0 |  | 0 | 0 | 0 |  |  |  | 0 | 0 | 0 | 0 |  | 0
|  |  | MALE | 0575 | 4 | 1 | 0 |  |  | 1 | 6 | 0 | 0 | 0 |  | 0 | 0 | 0 |  |  |  | 0 | 0 | 0 | 0 |  | 0
|  |  | MARGASNI | 0585 | 2 |  | 0 |  |  | 0 | 2 | 1 | 0 | 1 |  | 0 | 0 | 0 |  |  |  | 0 | 0 | 0 | 0 |  | 0
|  |  | NASARAPUR 1 | 0581 |  |  | 0 |  |  | 0 | 0 | 1 | 0 | 1 |  | 0 | 0 | 0 |  |  |  | 0 | 0 | 0 | 0 |  | 0
|  |  | NASARAPUR II | 0582 | 1 |  | 0 |  |  | 0 | 1 | 3 | 0 | 3 |  | 0 | 0 | 0 |  |  |  | 0 | 0 | 0 | 0 |  | 0
|  |  | PANSHET | 0577 | 5 |  | 5 |  |  | 1 | 11 | 1 | 0 | 1 |  | 1 | 0 | 0 |  |  |  | 0 | 0 | 0 | 0 |  | 0
|  |  | PAUD-I | 0573 | 6 | 22 | 4 |  |  | 1 | 33 | 2 | 0 | 2 |  | 0 | 2 | 0 |  |  |  | 0 | 0 | 0 | 0 |  | 0
|  |  | PAUD-II | 0574 | 1 | 1 | 0 |  |  | 1 | 3 | 0 | 0 | 0 |  | 0 | 0 | 0 |  |  |  | 0 | 0 | 0 | 0 |  | 0
|  |  | perane | 0534 | 10 | 3 | 0 |  | 1 | 1 | 14 | 3 | 0 | 3 |  | 1 | 1 | 0 |  |  |  | 0 | 0 | 0 | 0 |  | 0
|  |  | PHURSUNGI | 0532 |  | 2 | 0 |  |  | 0 | 2 | 0 | 0 | 0 |  | 0 | 0 | 0 |  |  |  | 0 | 0 | 0 | 0 |  | 0
|  |  | PIRANGUT-I | 0571 | 2 | 1 | 0 |  |  | 0 | 3 | 0 | 0 | 0 | 2 | 0 | 0 | 0 |  |  |  | 0 | 0 | 0 | 0 |  | 0
|  |  | PIRANGUT-II | 0572 |  |  | 0 |  |  | 0 | 0 | 0 | 0 | 0 | 1 | 1 | 0 | 0 |  |  |  | 0 | 0 | 0 | 0 |  | 0
|  |  | Pune Hadapsar SD | S053 |  |  | 0 | 80 |  | 0 | 0 | 0 | 0 | 0 |  | 0 | 0 | 0 |  |  |  | 0 | 0 | 0 | 2 |  | 0
|  |  | Pune Mulshi Divi | D514 | 4 |  | 0 |  |  | 0 | 4 | 0 | 0 | 0 |  | 184 | 55 | 0 |  |  |  | 0 | 0 | 0 | 15 |  | 0
|  |  | Pune Mulshi SD | S057 | 20 | 17 | 0 |  |  | 0 | 37 | 4 | 0 | 4 | 2 | 0 | 0 | 0 |  |  |  | 0 | 0 | 2 | 8 |  | 0
|  |  | Pune Nasarapur | S058 | 5 | 1 | 2 |  |  | 0 | 8 | 4 | 0 | 4 |  | 2 | 1 | 0 |  |  |  | 0 | 0 | 0 | 0 |  | 0
|  |  | Pune Urulikancha | S059 | 1 |  | 0 |  |  | 0 | 1 | 0 | 0 | 0 |  | 0 | 3 | 0 |  |  | 14 | 14 | 0 | 0 | 0 |  | 0
|  |  | THEUR | 0594 | 4 | 1 | 0 |  |  | 0 | 5 | 0 | 0 | 0 |  | 0 | 0 | 0 |  |  |  | 0 | 0 | 0 | 0 |  | 0
|  |  | URALI DEVACHI | 0533 | 17 | 2 | 2 |  |  | 0 | 21 | 1 | 0 | 1 | 1 | 1 | 1 | 0 |  |  |  | 0 | 0 | 0 | 0 |  | 0
|  |  | URULIKANCHAN (R) | 0592 | 6 | 2 | 0 |  |  | 2 | 10 | 0 | 0 | 0 |  | 0 | 0 | 0 |  |  |  | 0 | 0 | 0 | 0 |  | 0
|  |  | URULIKANCHAN (U) | 0591 | 4 | 1 | 1 |  | 1 | 0 | 6 | 1 | 0 | 1 |  | 0 | 0 | 0 |  |  |  | 0 | 0 | 0 | 0 |  | 0
|  |  | velha 1 | 0586 | 1 | 2 | 0 |  |  | 0 | 3 | 2 | 0 | 2 |  | 0 | 0 | 0 |  |  |  | 0 | 0 | 0 | 0 |  | 0
|  |  | velha 2 | 0587 |  |  | 1 |  |  | 0 | 1 | 1 | 0 | 1 |  | 0 | 0 | 0 |  |  |  | 0 | 0 | 0 | 0 |  | 0
|  |  | velu | 0584 |  | 18 | 0 |  |  | 1 | 19 | 4 | 0 | 4 |  | 0 | 2 | 0 |  |  |  | 0 | 0 | 0 | 0 |  | 0
|  |  | Wagholi | 0535 | 43 | 7 | 0 |  | 1 | 0 | 50 | 5 | 0 | 5 |  | 3 | 1 | 0 |  |  |  | 0 | 0 | 0 | 0 |  | 0
|  | DIVISION TOTAL |  |  | 147 | 81 | 15 | 80 | 3 | 8 | 251 | 37 | 0 | 37 | 7 | 193 | 69 | 0 | 0 | 0 | 14 | 14 | 0 | 2 | 25 | 0 | 0
|  | Rajgurunagar Division | alandi1 | 7003 | 8 |  | 0 |  |  | 0 | 8 | 4 | 0 | 4 |  | 1 | 0 | 0 |  |  |  | 0 | 0 | 0 | 0 |  | 0
|  |  | alandi2 | 7004 |  |  | 0 |  |  | 0 | 0 | 2 | 0 | 2 |  | 0 | 1 | 0 |  |  |  | 0 | 0 | 0 | 0 |  | 0
|  |  | bhose | 7005 |  |  | 2 |  |  | 0 | 2 | 0 | 0 | 0 |  | 0 | 4 | 0 |  |  |  | 0 | 0 | 0 | 0 |  | 0
|  |  | Chakan SDV | S700 | 25 |  | 7 |  |  | 2 | 34 | 6 | 0 | 6 |  | 0 | 5 | 0 |  |  |  | 0 | 0 | 7 | 111 |  | 0
|  |  | chakan1 | 7001 | 9 |  | 0 |  |  | 0 | 9 | 1 | 0 | 1 |  | 0 | 5 | 0 |  |  |  | 0 | 0 | 0 | 0 |  | 0
|  |  | chakan2 | 7002 | 31 |  | 1 |  |  | 0 | 32 | 7 | 0 | 7 | 1 | 1 | 132 | 0 |  |  |  | 0 | 0 | 0 | 0 |  | 0
|  |  | CHAS | 0636 | 1 | 2 | 0 |  |  | 0 | 3 | 0 | 0 | 0 |  | 0 | 0 | 0 |  |  |  | 0 | 0 | 0 | 0 |  | 0
|  |  | INDORI | 0614 | 2 | 1 | 2 |  | 1 | 1 | 6 | 0 | 0 | 0 |  | 0 | 10 | 0 |  |  |  | 0 | 0 | 0 | 0 |  | 0
|  |  | KADUS | 0634 | 49 |  | 6 |  | 2 | 2 | 57 | 3 | 0 | 3 |  | 0 | 0 | 0 |  |  |  | 0 | 0 | 0 | 0 |  | 0
|  |  | KAMSHET | 7692 | 11 |  | 5 |  |  | 0 | 16 | 5 | 0 | 5 |  | 1 | 0 | 0 |  |  |  | 0 | 0 | 0 | 0 |  | 0
|  |  | karla | 0604 | 9 | 48 | 5 | 1 | 2 | 1 | 63 | 0 | 0 | 0 |  | 0 | 0 | 0 |  |  |  | 0 | 0 | 0 | 0 |  | 0
|  |  | khandala | 0603 | 2 | 58 | 1 |  |  | 0 | 61 | 2 | 0 | 2 |  | 0 | 2 | 0 |  |  |  | 0 | 0 | 0 | 0 |  | 0
|  |  | lonaval 1 | 0601 | 36 | 122 | 27 | 1 | 10 | 3 | 188 | 1 | 1 | 2 |  | 0 | 1 | 0 |  |  |  | 0 | 0 | 0 | 0 |  | 0
|  |  | lonavala 2 | 0602 | 9 | 195 | 1 |  |  | 0 | 205 | 1 | 0 | 1 |  | 2 | 1 | 0 |  |  |  | 0 | 0 | 0 | 0 |  | 0
|  |  | Lonawala SDV | S060 |  | 8 | 1 |  |  | 0 | 9 | 3 | 0 | 3 |  | 12 | 57 | 0 |  |  |  | 0 | 0 | 1 | 5 |  | 0
|  |  | Pait | 0637 | 29 |  | 0 |  |  | 0 | 29 | 0 | 0 | 0 |  | 0 | 1 | 0 |  |  |  | 0 | 0 | 0 | 0 |  | 0
|  |  | PAWANANAGAR | 7694 | 16 | 4 | 5 |  | 4 | 0 | 25 | 7 | 0 | 7 |  | 0 | 0 | 0 |  |  |  | 0 | 0 | 0 | 0 |  | 0
|  |  | Rajgurunagar Div | D515 |  |  | 0 |  |  | 0 | 0 | 0 | 0 | 0 |  | 120 | 83 | 0 |  |  |  | 0 | 0 | 0 | 3 |  | 0
|  |  | Rajgurunagar SDV | S063 | 3 |  | 0 |  |  | 0 | 3 | 1 | 0 | 1 |  | 0 | 0 | 0 |  |  |  | 0 | 0 | 1 | 5 |  | 0
|  |  | RGR I | 0633 | 9 |  | 0 |  |  | 0 | 9 | 0 | 0 | 0 |  | 0 | 4 | 0 |  |  |  | 0 | 0 | 0 | 0 |  | 0
|  |  | RGR II | 0632 | 14 |  | 0 |  |  | 0 | 14 | 0 | 0 | 0 |  | 2 | 5 | 0 |  |  |  | 0 | 0 | 0 | 0 |  | 0
|  |  | SOMATANE | 7693 | 8 | 1 | 0 |  | 3 | 1 | 10 | 3 | 0 | 3 |  | 0 | 61 | 0 |  |  |  | 0 | 0 | 0 | 0 |  | 0
|  |  | Talegaon SDV | S061 |  |  | 0 |  |  | 0 | 0 | 1 | 0 | 1 |  | 0 | 18 | 0 |  |  |  | 0 | 0 | 2 | 21 |  | 0
|  |  | TALEGAON STN-I | 0612 | 1 | 1 | 1 |  |  | 0 | 3 | 0 | 0 | 0 |  | 0 | 9 | 0 |  |  |  | 0 | 0 | 0 | 0 |  | 0
|  |  | TALEGAON STN-II | 0613 | 5 | 22 | 2 |  | 3 | 0 | 29 | 1 | 0 | 1 |  | 0 | 3 | 0 |  |  |  | 0 | 0 | 0 | 0 |  | 0
|  |  | TALEGAON URBAN | 0611 |  | 5 | 1 |  |  | 0 | 6 | 0 | 0 | 0 |  | 0 | 1 | 0 |  |  |  | 0 | 0 | 0 | 0 |  | 0
|  |  | Urban | 0631 | 49 | 1 | 11 |  |  | 14 | 75 | 4 | 0 | 4 |  | 0 | 0 | 0 |  |  |  | 0 | 0 | 0 | 0 |  | 0
|  |  | VADGAON MAVAL | 7691 | 1 | 1 | 0 |  |  | 1 | 3 | 0 | 0 | 0 |  | 1 | 0 | 0 |  |  |  | 0 | 0 | 0 | 0 |  | 0
|  |  | Vendor Store Loc | V001 |  |  | 0 |  |  | 0 | 0 | 0 | 0 | 0 |  | 0 | 0 | 0 |  |  |  | 0 | 0 | 0 | 0 |  | 2
|  |  | WADA | 0635 | 2 |  | 0 |  |  | 0 | 2 | 0 | 0 | 0 |  | 0 | 0 | 0 |  |  |  | 0 | 0 | 0 | 0 |  | 0
|  |  | WADGAON MAVAL S/ | S769 |  | 11 | 5 |  |  | 3 | 19 | 2 | 0 | 2 |  | 1 | 31 | 0 |  |  |  | 0 | 0 | 0 | 4 |  | 0
|  | DIVISION TOTAL |  |  | 329 | 480 | 83 | 2 | 25 | 28 | 920 | 54 | 1 | 55 | 1 | 141 | 434 | 0 | 0 | 0 | 0 | 0 | 0 | 11 | 149 | 0 | 2
| CIRCLE TOTAL |  |  |  | 1067 | 592 | 108 | 1768 | 96 | 64 | 1831 | 3256 | 36 | 3292 | 11 | 374 | 504 | 0 | 0 | 0 | 14 | 14 | 0 | 29 | 265 | 0 | 2
| RASTAPETH (U) CIRCLE | Rastapeth Urban Circle | Com Str Mulshi D | W514 |  |  | 33510 | 1161 | 8 | 73 | 33583 | 1002 | 0 | 1002 | 2 | 0 | 0 | 0 |  |  |  | 0 | 0 | 430 | 849 |  | 0
|  |  | Rasthapeth test | T519 |  |  | 0 |  |  | 0 | 0 | 0 | 0 | 0 |  | 0 | 0 | 0 |  |  |  | 0 | 0 | 0 | 218 |  | 0
|  | Pune Bundgarden Division | Boat Club | 6011 | 1 | 1 | 0 |  |  | 0 | 2 | 0 | 0 | 0 |  | 0 | 0 | 0 |  |  |  | 0 | 0 | 0 | 0 |  | 0
|  |  | Ganga Village | 7451 | 6 | 2 | 1 |  | 2 | 0 | 9 | 1 | 0 | 1 |  | 0 | 0 | 0 |  |  |  | 0 | 0 | 0 | 7 |  | 0
|  |  | J.J.Garden | 6012 |  | 2 | 1 |  |  | 0 | 3 | 0 | 0 | 0 |  | 0 | 4 | 0 |  |  |  | 0 | 0 | 0 | 0 |  | 0
|  |  | Koregaon Park | 6013 | 3 |  | 0 |  |  | 0 | 3 | 0 | 0 | 0 |  | 0 | 0 | 0 |  |  |  | 0 | 0 | 0 | 0 |  | 0
|  |  | Mahadeo Nagar | 7452 | 10 | 8 | 6 |  |  | 0 | 24 | 1 | 0 | 1 |  | 0 | 1 | 0 |  |  |  | 0 | 0 | 0 | 0 |  | 0
|  |  | MUDHWA | 6033 | 1 |  | 0 |  |  | 0 | 1 | 0 | 0 | 0 |  | 0 | 0 | 0 |  |  |  | 0 | 0 | 0 | 2 |  | 0
|  |  | Pune Bundgarden | D303 |  |  | 0 |  |  | 0 | 0 | 0 | 0 | 0 | 50 | 0 | 0 | 21 |  |  |  | 0 | 0 | 0 | 5 |  | 0
|  |  | Ssanenagar | 7456 |  | 1 | 0 |  |  | 0 | 1 | 0 | 0 | 0 |  | 0 | 0 | 0 |  |  |  | 0 | 0 | 0 | 0 |  | 0
|  | DIVISION TOTAL |  |  | 21 | 14 | 8 | 0 | 2 | 0 | 43 | 2 | 0 | 2 | 50 | 0 | 5 | 21 | 0 | 0 | 0 | 0 | 0 | 0 | 14 | 0 | 0
|  | Pune Nagar Road Division | Dhanori | 6021 | 27 | 3 | 3 |  |  | 0 | 33 | 0 | 0 | 0 |  | 0 | 3 | 43 |  |  |  | 0 | 0 | 0 | 0 |  | 0
|  |  | Dighi | 6022 | 4 |  | 0 |  | 1 | 1 | 5 | 0 | 0 | 0 |  | 0 | 0 | 0 |  |  |  | 0 | 0 | 0 | 0 |  | 0
|  |  | kalyani nagar | 6042 | 9 |  | 0 |  |  | 0 | 9 | 2 | 0 | 2 |  | 1 | 1 | 89 |  |  |  | 0 | 0 | 0 | 0 |  | 0
|  |  | kharadi | 7462 |  |  | 5 |  |  | 0 | 5 | 0 | 0 | 0 | 1 | 0 | 2 | 0 |  |  |  | 0 | 0 | 0 | 0 |  | 0
|  |  | Pune Nagar Road | D312 | 3 |  | 0 |  |  | 0 | 3 | 7 | 0 | 7 | 2 | 1 | 86 | 3 | 20 |  |  | 0 | 0 | 1 | 40 |  | 0
|  |  |  | S604 |  |  | 0 |  |  | 0 | 0 | 0 | 0 | 0 |  | 0 | 0 | 0 |  |  |  | 0 | 0 | 4 | 0 |  | 0
|  |  | Pune Vishrantwad | S602 |  |  | 0 |  |  | 0 | 0 | 0 | 0 | 0 |  | 0 | 2 | 4 |  |  |  | 0 | 0 | 2 | 0 |  | 0
|  |  | Pune Wadgaon She | S746 |  |  | 0 |  |  | 0 | 0 | 0 | 0 | 0 |  | 0 | 4 | 0 |  |  |  | 0 | 0 | 0 | 0 |  | 0
|  |  | viman nagar | 6041 | 2 | 2 | 0 |  |  | 0 | 4 | 0 | 0 | 0 |  | 0 | 7 | 124 |  |  |  | 0 | 0 | 0 | 0 |  | 0
|  |  | Vishrantwadi | 6023 | 2 |  | 1 |  |  | 0 | 3 | 0 | 0 | 0 |  | 0 | 0 | 63 |  |  |  | 0 | 0 | 0 | 0 |  | 0
|  |  | wadgaonsheri | 7461 | 4 |  | 5 |  |  | 0 | 9 | 1 | 0 | 1 |  | 0 | 1 | 0 |  |  |  | 0 | 0 | 0 | 0 |  | 0
|  |  | yerwada | 6043 | 4 | 1 | 0 |  |  | 0 | 5 | 0 | 0 | 0 |  | 0 | 0 | 0 |  |  |  | 0 | 0 | 0 | 0 |  | 0
|  | DIVISION TOTAL |  |  | 55 | 6 | 14 | 0 | 1 | 1 | 76 | 10 | 0 | 10 | 3 | 2 | 106 | 326 | 20 | 0 | 0 | 0 | 0 | 7 | 40 | 0 | 0
|  | Pune Padmavati Division | Ambegaon | 6373 | 3 | 1 | 0 |  |  | 0 | 4 | 0 | 1 | 1 | 1 | 0 | 0 | 0 |  |  |  | 0 | 0 | 0 | 0 |  | 0
|  |  | BALAJINAGAR | 6371 |  | 18 | 0 |  |  | 0 | 18 | 1 | 0 | 1 |  | 0 | 0 | 0 |  |  |  | 0 | 0 | 0 | 0 |  | 0
|  |  | BHAWANI PETH | 6072 | 2 |  | 0 |  |  | 0 | 2 | 0 | 0 | 0 |  | 0 | 0 | 0 |  |  |  | 0 | 0 | 0 | 0 |  | 0
|  |  | Bibwewadi Sec | 6062 |  |  | 0 |  |  | 0 | 0 | 0 | 0 | 0 |  | 0 | 0 | 3 |  |  |  | 0 | 0 | 0 | 0 |  | 0
|  |  | Chavan nagar Sec | 6063 |  |  | 0 |  |  | 0 | 0 | 0 | 0 | 0 |  | 0 | 0 | 9 |  |  |  | 0 | 0 | 0 | 0 |  | 0
|  |  | Dhanakawadi | 6374 |  |  | 0 |  |  | 0 | 0 | 1 | 0 | 1 |  | 0 | 1 | 0 |  |  |  | 0 | 0 | 0 | 0 |  | 0
|  |  | Ganj Peth | 6071 | 1 |  | 0 |  |  | 0 | 1 | 0 | 0 | 0 |  | 0 | 0 | 0 |  |  |  | 0 | 0 | 0 | 0 |  | 0
|  |  | Gultekadi | 6073 |  |  | 0 |  | 1 | 0 | 0 | 1 | 0 | 1 |  | 0 | 0 | 0 |  |  |  | 0 | 0 | 0 | 0 |  | 0
|  |  | katraj | 6372 |  |  | 0 |  |  | 0 | 0 | 0 | 0 | 0 |  | 0 | 1 | 8 |  |  |  | 0 | 0 | 0 | 0 |  | 0
|  |  | Market Yard Sec | 6064 |  |  | 0 |  |  | 0 | 0 | 0 | 0 | 0 |  | 0 | 0 | 7 |  |  |  | 0 | 0 | 0 | 0 |  | 0
|  |  | Pune Dhankawadi | S637 |  |  | 0 |  |  | 0 | 0 | 0 | 0 | 0 |  | 0 | 0 | 0 |  |  |  | 0 | 0 | 0 | 2 |  | 0
|  |  | Pune Market Yard | S606 |  |  | 0 |  |  | 0 | 0 | 0 | 0 | 0 |  | 0 | 0 | 1 |  |  |  | 0 | 0 | 0 | 0 |  | 0
|  |  | Pune Padmavati D | D304 | 3 |  | 11 |  | 23 | 1 | 15 | 3 | 1 | 4 |  | 0 | 3 | 0 |  |  |  | 0 | 14 | 4 | 2 |  | 0
|  |  | Sahakar Nagar | 6061 |  |  | 5 |  |  | 0 | 5 | 0 | 0 | 0 |  | 0 | 0 | 0 |  |  |  | 0 | 0 | 0 | 0 |  | 0
|  | DIVISION TOTAL |  |  | 9 | 19 | 16 | 0 | 24 | 1 | 45 | 6 | 2 | 8 | 1 | 0 | 5 | 28 | 0 | 0 | 0 | 0 | 14 | 4 | 4 | 0 | 0
|  | Pune Parvati Division | DATTAWADI | 6122 |  |  | 0 |  |  | 0 | 0 | 1 | 0 | 1 |  | 0 | 0 | 0 |  |  |  | 0 | 0 | 0 | 0 |  | 0
|  |  | Dhayari | 6771 | 169 | 133 | 17 | 1 | 3 | 1 | 320 | 33 | 0 | 33 |  | 1 | 0 | 0 |  |  |  | 0 | 0 | 0 | 0 |  | 0
|  |  | HINGANE | 6772 |  |  | 0 |  |  | 0 | 0 | 1 | 0 | 1 |  | 0 | 0 | 0 |  |  |  | 0 | 0 | 0 | 0 |  | 0
|  |  | KIRKATWADI | 6774 | 3 |  | 1 |  |  | 0 | 4 | 4 | 0 | 4 |  | 1 | 1 | 0 |  |  |  | 0 | 0 | 0 | 0 |  | 0
|  |  | LAXMINAGAR SECTI | 6053 |  |  | 0 |  |  | 0 | 0 | 4 | 0 | 4 |  | 0 | 0 | 0 |  |  |  | 0 | 0 | 0 | 0 |  | 0
|  |  | MUKUNDNAGAR | 6052 |  | 75 | 0 |  |  | 0 | 75 | 1 | 0 | 1 |  | 0 | 0 | 0 |  |  |  | 0 | 0 | 0 | 0 |  | 0
|  |  | NAVIPETH | 6121 |  |  | 1 |  |  | 0 | 1 | 2 | 0 | 2 |  | 0 | 0 | 0 |  |  |  | 0 | 0 | 0 | 0 |  | 0
|  |  | Pune Parvati Div | D310 |  |  | 9 |  |  | 1 | 10 | 2 | 0 | 2 |  | 0 | 16 | 1 |  |  |  | 0 | 20 | 0 | 0 |  | 0
|  |  | Pune Wadgaon SDV | S677 |  |  | 0 |  |  | 0 | 0 | 0 | 0 | 0 |  | 0 | 0 | 0 |  |  |  | 0 | 0 | 0 | 0 |  | 0
|  |  | SADASHIV PETH | 6921 |  |  | 0 |  |  | 0 | 0 | 0 | 0 | 0 |  | 0 | 0 | 0 |  |  |  | 0 | 0 | 0 | 0 |  | 0
|  |  | SWARGATE SUB DIV | S605 |  |  | 0 |  |  | 0 | 0 | 0 | 0 | 0 |  | 0 | 0 | 0 |  |  |  | 0 | 0 | 0 | 0 |  | 0
|  |  | SWARGATE( MANDAI | 6051 | 2 | 7 | 0 |  |  | 1 | 10 | 3 | 0 | 3 |  | 0 | 0 | 0 |  |  |  | 0 | 0 | 0 | 0 |  | 0
|  |  | WADGAON | 6773 |  | 8 | 0 |  |  | 1 | 9 | 2 | 0 | 2 |  | 0 | 0 | 0 |  |  |  | 0 | 0 | 0 | 0 |  | 0
|  | DIVISION TOTAL |  |  | 174
|  | Pune Rastapeth Division | camp | 6082 | 5 |  | 0 |  |  | 0 | 5 | 0 | 0 | 0 |  | 0 | 1 | 0 |  |  |  | 0 | 0 | 0 | 0 |  | 0
|  |  | gurunanak | 6083 | 1 | 2 | 0 |  |  | 0 | 3 | 0 | 0 | 0 |  | 0 | 0 | 0 |  |  |  | 0 | 0 | 0 | 0 |  | 0
|  |  | Kasba_Jijamata | 6092 |  | 2 | 0 |  |  | 0 | 2 | 0 | 0 | 0 |  | 1 | 0 | 0 |  |  |  | 0 | 0 | 0 | 0 |  | 0
|  |  | Kondhwa | 6104 | 8 | 32 | 0 |  |  | 0 | 40 | 0 | 0 | 0 |  | 0 | 3 | 0 |  |  |  | 0 | 0 | 0 | 0 |  | 0
|  |  | Lullanagar | 6102 | 2 | 9 | 0 |  |  | 0 | 11 | 1 | 0 | 1 |  | 0 | 0 | 0 |  |  |  | 0 | 0 | 0 | 0 |  | 0
|  |  | Mangalwar Peth | 6093 | 2 | 5 | 0 |  |  | 0 | 7 | 0 | 0 | 0 |  | 0 | 1 | 0 |  |  |  | 0 | 0 | 0 | 0 |  | 0
|  |  | Nanapeth | 6081 |  |  | 0 |  |  | 0 | 0 | 0 | 0 | 0 |  | 0 | 0 | 0 |  |  |  | 0 | 0 | 0 | 0 |  | 0
|  |  | NIBM | 6103 | 2 | 5 | 0 |  |  | 0 | 7 | 1 | 0 | 1 |  | 0 | 0 | 0 |  |  |  | 0 | 0 | 0 | 0 |  | 0
|  |  | Pune Rastapeth D | D305 |  |  | 0 |  |  | 0 | 0 | 0 | 0 | 0 |  | 11 | 177 | 0 | 20 |  |  | 0 | 0 | 5 | 0 |  | 0
|  |  | Pune St Mary SDV | S610 | 1 | 8 | 0 |  |  | 0 | 9 | 0 | 0 | 0 |  | 0 | 0 | 0 |  |  |  | 0 | 0 | 0 | 0 |  | 0
|  |  | raviwarpeth | 6084 | 2 |  | 0 |  |  | 0 | 2 | 1 | 0 | 1 | 1 | 0 | 0 | 0 |  |  |  | 0 | 0 | 0 | 0 |  | 0
|  |  | Sowar Peth | 6091 | 9 |  | 0 |  |  | 0 | 9 | 0 | 0 | 0 |  | 0 | 0 | 0 |  |  |  | 0 | 0 | 0 | 0 |  | 0
|  |  | Waniwadi | 6101 | 3 | 2 | 2 |  |  | 0 | 7 | 0 | 0 | 0 |  | 0 | 0 | 0 |  |  |  | 0 | 0 | 0 | 0 |  | 0
|  | DIVISION TOTAL |  |  | 35 | 65 | 2 | 0 | 0 | 0 | 102 | 3 | 0 | 3 | 1 | 12 | 182 | 0 | 20 | 0 | 0 | 0 | 0 | 5 | 0 | 0 | 0
| CIRCLE TOTAL |  |  |  | 294 | 104 | 33550 | 1161 | 35 | 75 | 33849 | 1023 | 2 | 1025 | 57 | 14 | 298 | 375 | 40 | 0 | 0 | 0 | 14 | 446 | 1125 | 0 | 0
ZONE TOTAL |  |  |  |  | 2248 | 702 | 72821 | 2929 | 246 | 160 | 75495 | 5052 | 46 | 5098 | 70 | 388 | 802 | 683 | 46 | 0 | 14 | 14 | 14 | 485 | 1525 | 0 | 2
PUNE REGION TOTAL |  |  |  |  | 5880 | 4391 | 73860 | 3139 | 4800 | 207 | 83902 | 73145 | 594 | 73739 | 174 | 1003 | 2685 | 1199 | 412 | 106 | 79 | 381 | 269 | 536 | 2035 | 0 | 14
BHANDUP ZONE | PEN CIRCLE | Pen Circle | Com.Str.Netivali | W399 |  |  | 0 |  |  | 0 | 0 | 300 | 0 | 300 | 42 | 0 | 0 | 0 |  |  |  | 0 | 0 | 0 | 0 |  | 0
|  |  | Pen testing | T525 |  |  | 0 |  |  | 0 | 0 | 0 | 0 | 0 |  | 0 | 0 | 0 |  |  |  | 0 | 0 | 6 | 27 |  | 0
| PEN CIRCLE | Alibag Division | Alibag Div | D542 |  | 50 | 0 |  |  | 0 | 50 | 114 | 0 | 114 |  | 0 | 0 | 0 |  |  |  | 0 | 0 | 0 | 0 |  | 0
|  |  | ALIBAG RURAL | 1373 | 5 | 7 | 3 |  | 12 | 0 | 15 | 7 | 4 | 11 |  | 0 | 0 | 0 |  |  |  | 0 | 0 | 0 | 0 |  | 0
|  |  | Alibag SDV -I | S137 |  | 3 | 0 |  |  | 0 | 3 | 36 | 2 | 38 |  | 0 | 0 | 0 |  |  |  | 0 | 0 | 0 | 0 |  | 0
|  |  | Alibag SDV -II | S138 | 1 |  | 0 |  |  | 0 | 1 | 23 | 2 | 25 |  | 0 | 0 | 0 |  |  |  | 0 | 0 | 0 | 0 |  | 0
|  |  | ALIBAG URBAN 2 | 1372 | 2 | 3 | 3 |  | 2 | 0 | 8 | 1 | 0 | 1 |  | 0 | 0 | 0 |  |  |  | 0 | 0 | 0 | 0 |  | 0
|  |  | ALIBAG URBAN1 | 1371 |  | 1 | 4 |  | 7 | 1 | 6 | 1 | 1 | 2 |  | 0 | 0 | 0 |  |  |  | 0 | 0 | 0 | 0 |  | 0
|  |  | CHARIPALI | 1384 | 1 |  | 0 |  |  | 0 | 1 | 0 | 0 | 0 |  | 0 | 0 | 0 |  |  |  | 0 | 0 | 0 | 0 |  | 0
|  |  | CHINCHAWALI | 138A | 1 |  | 0 |  |  | 0 | 1 | 0 | 0 | 0 |  | 0 | 0 | 0 |  |  |  | 0 | 0 | 0 | 0 |  | 0
|  |  | CHONDHI | 1386 |  | 5 | 0 |  |  | 0 | 5 | 0 | 0 | 0 |  | 0 | 0 | 0 |  |  |  | 0 | 0 | 0 | 0 |  | 0
|  |  | CHOUL 1 | 137C | 1 |  | 3 |  |  | 0 | 4 | 0 | 0 | 0 |  | 0 | 0 | 0 |  |  |  | 0 | 0 | 0 | 0 |  | 0
|  |  | CHOUL 2 | 1379 |  |  | 0 |  |  | 0 | 0 | 6 | 1 | 7 |  | 0 | 0 | 0 |  |  |  | 0 | 0 | 0 | 0 |  | 0
|  |  | HAMRAPUR | 1427 |  | 3 | 0 |  |  | 0 | 3 | 0 | 0 | 0 |  | 0 | 0 | 0 |  |  |  | 0 | 0 | 0 | 0 |  | 0
|  |  | HASHIVARE | 1389 |  |  | 0 |  |  | 0 | 0 | 1 | 0 | 1 |  | 0 | 0 | 0 |  |  |  | 0 | 0 | 0 | 0 |  | 0
|  |  | JITE | 1426 | 4 | 5 | 1 |  |  | 0 | 10 | 1 | 0 | 1 |  | 0 | 0 | 0 |  |  |  | 0 | 0 | 0 | 0 |  | 0
|  |  | KIHIM | 1387 |  | 1 | 0 |  |  | 0 | 1 | 2 | 0 | 2 |  | 0 | 0 | 0 |  |  |  | 0 | 0 | 0 | 0 |  | 0
|  |  | KUSUMBLE | 1383 | 2 | 9 | 0 |  |  | 0 | 11 | 1 | 0 | 1 |  | 0 | 0 | 0 |  |  |  | 0 | 0 | 0 | 0 |  | 0
|  |  | MANDWA | 1388 |  |  | 0 |  |  | 0 | 0 | 1 | 0 | 1 |  | 0 | 0 | 0 |  |  |  | 0 | 0 | 0 | 0 |  | 0
|  |  | NAGAON 1 | 1375 | 1 | 3 | 3 |  |  | 0 | 7 | 6 | 1 | 7 |  | 0 | 0 | 0 |  |  |  | 0 | 0 | 0 | 0 |  | 0
|  |  | NAGAON 2 | 1376 |  | 1 | 3 |  |  | 0 | 4 | 2 | 0 | 2 |  | 0 | 0 | 0 |  |  |  | 0 | 0 | 0 | 0 |  | 0
|  |  | Pandapur | 1425 | 1 | 2 | 0 |  | 1 | 0 | 3 | 0 | 0 | 0 |  | 0 | 0 | 0 |  |  |  | 0 | 0 | 0 | 0 |  | 0
|  |  | Pen Rural | 1422 | 6 | 8 | 5 |  |  | 2 | 21 | 3 | 0 | 3 | 1 | 0 | 0 | 0 |  |  |  | 0 | 0 | 0 | 0 |  | 0
|  |  | Pen SDV -I | S142 |  |  | 0 |  |  | 0 | 0 | 27 | 0 | 27 |  | 0 | 0 | 0 |  |  |  | 0 | 0 | 0 | 0 |  | 0
|  |  | Pen Urban I | 1421 | 3 | 14 | 1 |  |  | 0 | 18 | 6 | 0 | 6 |  | 0 | 0 | 0 |  |  |  | 0 | 0 | 0 | 0 |  | 0
|  |  | Pen Urban II | 1428 | 3 | 11 | 28 |  |  | 0 | 42 | 2 | 0 | 2 |  | 0 | 0 | 0 |  |  |  | 0 | 0 | 0 | 0 |  | 0
|  |  | PHANSAPUR | 137A | 2 |  | 0 |  |  | 0 | 2 | 2 | 1 | 3 |  | 0 | 0 | 0 |  |  |  | 0 | 0 | 0 | 0 |  | 0
|  |  | Poynad I | 1382 | 2 | 2 | 0 |  |  | 0 | 4 | 0 | 0 | 0 |  | 0 | 0 | 0 |  |  |  | 0 | 0 | 0 | 0 |  | 0
|  |  | Poynad II | 1381 |  | 1 | 5 |  | 3 | 0 | 6 | 1 | 0 | 1 |  | 0 | 0 | 0 |  |  |  | 0 | 0 | 0 | 0 |  | 0
|  |  | RAMRAJ | 137B | 2 | 1 | 2 |  |  | 0 | 5 | 1 | 7 | 8 |  | 0 | 0 | 0 |  |  |  | 0 | 0 | 0 | 0 |  | 0
|  |  | REVADANDA 2 | 1377 | 4 |  | 1 |  |  | 1 | 6 | 0 | 1 | 1 |  | 0 | 0 | 0 |  |  |  | 0 | 0 | 0 | 0 |  | 0
|  |  | REVDANDA 1 | 1378 | 2 | 5 | 0 |  | 15 | 0 | 7 | 0 | 1 | 1 |  | 0 | 0 | 0 |  |  |  | 0 | 0 | 0 | 0 |  | 0
|  |  | REWAS | 138B | 5 |  | 0 |  |  | 0 | 5 | 0 | 1 | 1 |  | 0 | 0 | 0 |  |  |  | 0 | 0 | 0 | 0 |  | 0
|  |  | SASWANE | 138C | 1 | 7 | 0 |  |  | 0 | 8 | 3 | 0 | 3 | 2 | 0 | 0 | 0 |  |  |  | 0 | 0 | 0 | 0 |  | 0
|  |  | THAL | 1385 | 1 | 8 | 2 |  |  | 0 | 11 | 0 | 0 | 0 |  | 0 | 0 | 0 |  |  |  | 0 | 0 | 0 | 0 |  | 0
|  |  | VARSOLI | 1374 | 2 | 1 | 1 |  | 2 | 0 | 4 | 1 | 0 | 1 |  | 0 | 0 | 0 |  |  |  | 0 | 0 | 0 | 0 |  | 0
|  |  | Wadkhal | 1424 | 17 | 29 | 10 |  | 1 | 0 | 56 | 0 | 0 | 0 |  | 0 | 0 | 0 |  |  |  | 0 | 0 | 0 | 0 |  | 0
|  |  | Washi | 1423 | 2 | 3 | 2 |  | 1 | 0 | 7 | 0 | 0 | 0 |  | 0 | 0 | 0 |  |  |  | 0 | 0 | 0 | 0 |  | 0
|  | DIVISION TOTAL |  |  | 71 | 183 | 77 | 0 | 44 | 4 | 335 | 248 | 22 | 270 | 3 | 0 | 0 | 0 | 0 | 0 | 0 | 0 | 0 | 0 | 0 | 0 | 0
|  | Goregaon Division | AMBET | 1311 | 1 | 31 | 2 |  |  | 0 | 34 | 0 | 0 | 0 |  | 0 | 0 | 0 |  |  |  | 0 | 0 | 0 | 0 |  | 0
|  |  | Birwadi | 1307 |  | 1 | 0 |  |  | 0 | 1 | 1 | 0 | 1 |  | 0 | 0 | 0 |  |  |  | 0 | 0 | 0 | 0 |  | 0
|  |  | BORLI | 1368 | 3 | 12 | 0 |  |  | 0 | 15 | 10 | 0 | 10 |  | 0 | 0 | 0 |  |  |  | 0 | 0 | 0 | 0 |  | 0
|  |  | Dighi | 1369 | 3 | 1 | 1 |  |  | 0 | 5 | 1 | 0 | 1 |  | 0 | 0 | 0 |  |  |  | 0 | 0 | 0 | 0 |  | 0
|  |  | Divegar-1 | 1366 |  |  | 0 |  |  | 0 | 0 | 7 | 0 | 7 |  | 0 | 0 | 0 |  |  |  | 0 | 0 | 0 | 0 |  | 0
|  |  | Divegar-2 | 1367 |  |  | 0 |  |  | 0 | 0 | 1 | 0 | 1 |  | 0 | 0 | 0 |  |  |  | 0 | 0 | 0 | 0 |  | 0
|  |  | GOREGAON U | 1291 |  | 2 | 0 |  |  | 0 | 2 | 0 | 0 | 0 |  | 0 | 0 | 0 |  |  |  | 0 | 0 | 0 | 0 |  | 0
|  |  | Goregaon Div | D541 | 1 | 200 | 0 |  |  | 0 | 201 | 17 | 207 | 224 |  | 1 | 0 | 0 |  |  |  | 0 | 0 | 0 | 0 |  | 0
|  |  | Goregaon SDV | S129 |  |  | 0 |  |  | 0 | 0 | 3 | 0 | 3 |  | 0 | 0 | 0 |  |  |  | 0 | 0 | 0 | 0 |  | 0
|  |  | Hareshwar | 1365 |  | 10 | 2 |  |  | 0 | 12 | 0 | 0 | 0 |  | 0 | 0 | 0 |  |  |  | 0 | 0 | 0 | 0 |  | 0
|  |  | KHAMGAON | 1313 | 2 | 9 | 0 |  | 2 | 0 | 11 | 0 | 1 | 1 |  | 0 | 0 | 0 |  |  |  | 0 | 0 | 0 | 0 |  | 0
|  |  | Kumble | 1305 | 8 | 10 | 0 |  |  | 0 | 18 | 0 | 0 | 0 |  | 0 | 0 | 0 |  |  |  | 0 | 0 | 0 | 0 |  | 0
|  |  | Mahad R | 1302 | 2 | 1 | 0 |  |  | 0 | 3 | 6 | 1 | 7 |  | 0 | 0 | 0 |  |  |  | 0 | 0 | 0 | 0 |  | 0
|  |  | Mahad SDV | S130 |  |  | 0 |  |  | 0 | 0 | 2 | 20 | 22 |  | 0 | 0 | 0 |  |  |  | 0 | 0 | 0 | 0 |  | 0
|  |  | Mahad Urban | 1301 | 1 | 2 | 1 |  |  | 0 | 4 | 3 | 0 | 3 |  | 0 | 0 | 0 |  |  |  | 0 | 0 | 0 | 0 |  | 0
|  |  | MENDADI | 1315 | 1 | 1 | 0 |  |  | 0 | 2 | 0 | 1 | 1 |  | 0 | 0 | 0 |  |  |  | 0 | 0 | 0 | 0 |  | 0
|  |  | Mhasala SDV | S131 | 8 | 9 | 0 |  |  | 0 | 17 | 9 | 7 | 16 |  | 0 | 0 | 0 |  |  |  | 0 | 0 | 0 | 0 |  | 0
|  |  | MHASLA-I | 1312 |  | 2 | 0 |  |  | 0 | 2 | 2 | 0 | 2 |  | 0 | 0 | 0 |  |  |  | 0 | 0 | 0 | 0 |  | 0
|  |  | MIDC | 1308 | 1 |  | 0 |  |  | 0 | 1 | 2 | 0 | 2 |  | 0 | 0 | 0 |  |  |  | 0 | 0 | 0 | 0 |  | 0
|  |  | Nate | 1304 |  |  | 0 |  |  | 0 | 0 | 1 | 0 | 1 |  | 0 | 0 | 0 |  |  |  | 0 | 0 | 0 | 0 |  | 0
|  |  | NIGADI | 1364 | 2 | 8 | 0 |  |  | 0 | 10 | 0 | 0 | 0 |  | 0 | 0 | 0 |  |  |  | 0 | 0 | 0 | 0 |  | 0
|  |  | PITALWADI | 1343 |  |  | 0 |  |  | 0 | 0 | 0 | 1 | 1 | 1 | 0 | 0 | 0 |  |  |  | 0 | 0 | 0 | 0 |  | 0
|  |  | POLADPUR I | 1341 | 1 |  | 0 |  | 7 | 0 | 1 | 3 | 0 | 3 |  | 0 | 0 | 0 |  |  |  | 0 | 0 | 0 | 0 |  | 0
|  |  | POLADPUR II | 1342 |  | 1 | 0 |  |  | 0 | 1 | 1 | 1 | 2 |  | 0 | 0 | 0 |  |  |  | 0 | 0 | 0 | 0 |  | 0
|  |  | Poladpur SDV | S134 |  | 4 | 0 |  |  | 0 | 4 | 12 | 2 | 14 |  | 0 | 0 | 0 |  |  |  | 0 | 0 | 0 | 0 |  | 0
|  |  | Shriwardhan SDV | S136 | 4 | 4 | 1 |  |  | 0 | 9 | 13 | 0 | 13 |  | 0 | 0 | 0 |  |  |  | 0 | 0 | 0 | 0 |  | 0
|  |  | Shriwardhan-(R-1 | 1362 | 1 |  | 2 |  |  | 0 | 3 | 2 | 0 | 2 |  | 0 | 0 | 0 |  |  |  | 0 | 0 | 0 | 0 |  | 0
|  |  | Shriwardhan-U | 1361 | 11 | 10 | 0 |  |  | 0 | 21 | 0 | 0 | 0 |  | 0 | 0 | 0 |  |  |  | 0 | 0 | 0 | 0 |  | 0
|  |  | Vahoor | 1303 |  |  | 0 |  |  | 0 | 0 | 1 | 2 | 3 |  | 0 | 0 | 0 |  |  |  | 0 | 0 | 0 | 0 |  | 0
|  |  | VARANDH | 1344 |  |  | 1 |  |  | 0 | 1 | 0 | 1 | 1 |  | 0 | 0 | 0 |  |  |  | 0 | 0 | 0 | 0 |  | 0
|  |  | Vinhere | 1306 | 1 |  | 0 |  |  | 0 | 1 | 1 | 0 | 1 |  | 0 | 0 | 0 |  |  |  | 0 | 0 | 0 | 0 |  | 0
|  | DIVISION TOTAL |  |  | 51 | 318 | 10 | 0 | 9 | 0 | 379 | 98 | 244 | 342 | 1 | 1 | 0 | 0 | 0 | 0 | 0 | 0 | 0 | 0 | 0 | 0 | 0
|  | Panvel Rural Division | Apata | 1414 | 5 | 27 | 11 |  |  | 0 | 43 | 2 | 0 | 2 |  | 0 | 0 | 0 |  |  |  | 0 | 0 | 0 | 0 |  | 0
|  |  | CHOWK SECTION | 8132 |  | 15 | 0 |  |  | 0 | 15 | 0 | 0 | 0 |  | 0 | 0 | 0 |  |  |  | 0 | 0 | 0 | 0 |  | 0
|  |  | DAHIVALI - 2 | 1397 | 12 | 5 | 1 |  |  | 0 | 18 | 2 | 0 | 2 |  | 0 | 0 | 0 |  |  |  | 0 | 0 | 0 | 0 |  | 0
|  |  | DAHIVALI-1 | 1393 |  |  | 6 |  | 1 | 0 | 6 | 0 | 0 | 0 |  | 0 | 0 | 0 |  |  |  | 0 | 0 | 0 | 0 |  | 0
|  |  | kadav | 1396 | 5 | 7 | 0 |  | 1 | 0 | 12 | 5 | 0 | 5 |  | 0 | 0 | 0 |  |  |  | 0 | 0 | 0 | 0 |  | 0
|  |  | KALAMB | 1394 | 3 |  | 0 |  | 6 | 0 | 3 | 2 | 0 | 2 |  | 0 | 0 | 0 |  |  |  | 0 | 0 | 0 | 0 |  | 0
|  |  | KARJAT | 1391 |  |  | 0 |  |  | 0 | 0 | 1 | 0 | 1 |  | 0 | 0 | 0 |  |  |  | 0 | 0 | 0 | 0 |  | 0
|  |  | Karjat SDV | S139 |  | 2 | 0 |  |  | 0 | 2 | 0 | 0 | 0 |  | 0 | 0 | 0 |  |  |  | 0 | 0 | 0 | 0 |  | 0
|  |  | Khalapur SDV | S813 |  |  | 0 |  |  | 0 | 0 | 1 | 0 | 1 |  | 0 | 0 | 0 |  |  |  | 0 | 0 | 0 | 0 |  | 0
|  |  | KHALAPUR SECTION | 8131 |  |  | 2 |  |  | 0 | 2 | 4 | 0 | 4 | 1 | 0 | 0 | 0 |  |  |  | 0 | 0 | 0 | 0 |  | 0
|  |  | Khopoli Rural | 1403 |  |  | 5 |  |  | 5 | 10 | 13 | 4 | 17 | 2 | 0 | 0 | 0 |  |  |  | 0 | 0 | 0 | 0 |  | 0
|  |  | Khopoli SDV | S140 |  |  | 0 |  |  | 0 | 0 | 2 | 0 | 2 | 1 | 0 | 0 | 0 |  |  |  | 0 | 0 | 0 | 0 |  | 0
|  |  | Khopoli Urban-1 | 1401 | 1 |  | 2 |  |  | 0 | 3 | 0 | 0 | 0 |  | 0 | 0 | 0 |  |  |  | 0 | 0 | 0 | 0 |  | 0
|  |  | Khopoli Urban-2 | 1402 | 3 | 3 | 1 |  |  | 2 | 9 | 1 | 2 | 3 |  | 0 | 0 | 0 |  |  |  | 0 | 0 | 0 | 0 |  | 0
|  |  | Mohopada | 1412 | 3 | 38 | 18 |  |  | 0 | 59 | 1 | 0 | 1 |  | 0 | 0 | 0 |  |  |  | 0 | 0 | 0 | 0 |  | 0
|  |  | NERAL-1 | 1392 |  | 7 | 0 |  |  | 0 | 7 | 0 | 0 | 0 |  | 0 | 0 | 0 |  |  |  | 0 | 0 | 0 | 0 |  | 0
|  |  | Palaspe | 1413 |  | 20 | 0 |  |  | 0 | 20 | 0 | 0 | 0 |  | 0 | 0 | 0 |  |  |  | 0 | 0 | 0 | 0 |  | 0
|  |  | Panvel R Div | D544 |  | 2 | 0 |  |  | 0 | 2 | 601 | 1 | 602 |  | 7 | 21 | 0 |  |  |  | 0 | 0 | 0 | 0 |  | 0
|  |  | Panvel SDV -II | S141 |  | 118 | 0 |  |  | 0 | 118 | 3 | 3 | 6 |  | 0 | 0 | 0 |  |  |  | 0 | 0 | 0 | 0 |  | 0
|  |  | Panvel-1 | 1411 | 10 | 35 | 63 |  |  | 0 | 108 | 12 | 3 | 15 | 2 | 0 | 0 | 0 |  |  |  | 0 | 0 | 0 | 0 |  | 0
|  |  | Sai | 1415 | 3 | 2 | 0 |  |  | 0 | 5 | 0 | 0 | 0 |  | 0 | 0 | 0 |  |  |  | 0 | 0 | 0 | 0 |  | 0
|  | DIVISION TOTAL |  |  | 45 | 281 | 109 | 0 | 8 | 7 | 442 | 650 | 13 | 663 | 6 | 7 | 21 | 0 | 0 | 0 | 0 | 0 | 0 | 0 | 0 | 0 | 0
|  | Roha Division | BORLI | 1326 |  | 1 | 0 |  |  | 0 | 1 | 2 | 19 | 21 |  | 0 | 0 | 0 |  |  |  | 0 | 0 | 0 | 0 |  | 0
|  |  | CHANERA | 1357 | 14 |  | 2 |  | 1 | 0 | 16 | 0 | 6 | 6 | 1 | 0 | 0 | 0 |  |  |  | 0 | 0 | 0 | 0 |  | 0
|  |  | DHATAV | 1353 | 8 | 6 | 0 |  | 1 | 4 | 18 | 1 | 5 | 6 | 1 | 0 | 0 | 0 |  |  |  | 0 | 0 | 0 | 0 |  | 0
|  |  | INDAPUR | 8052 | 1 | 1 | 0 |  |  | 0 | 2 | 8 | 0 | 8 |  | 0 | 0 | 0 |  |  |  | 0 | 0 | 0 | 0 |  | 0
|  |  | jambhulpada | 1333 | 2 |  | 0 |  |  | 0 | 2 | 1 | 8 | 9 |  | 0 | 1 | 0 |  |  |  | 0 | 0 | 0 | 0 |  | 0
|  |  | KOKBAN | 1327 | 8 | 2 | 0 |  |  | 0 | 10 | 1 | 5 | 6 |  | 0 | 0 | 0 |  |  |  | 0 | 0 | 0 | 0 |  | 0
|  |  | KOLAD | 1355 | 5 |  | 0 |  | 2 | 0 | 5 | 2 | 5 | 7 |  | 0 | 0 | 0 |  |  |  | 0 | 0 | 0 | 0 |  | 0
|  |  | MANGAON R | 8054 |  |  | 0 |  |  | 0 | 0 | 1 | 0 | 1 |  | 0 | 0 | 0 |  |  |  | 0 | 0 | 0 | 0 |  | 0
|  |  | Mangaon SDV | S805 |  |  | 0 |  |  | 0 | 0 | 5 | 0 | 5 |  | 0 | 0 | 0 |  |  |  | 0 | 0 | 0 | 0 |  | 0
|  |  | MANGAON U | 8051 | 1 |  | 0 |  |  | 0 | 1 | 4 | 0 | 4 |  | 0 | 0 | 0 |  |  |  | 0 | 0 | 0 | 0 |  | 0
|  |  | MAZGAON | 1324 |  |  | 0 |  |  | 0 | 0 | 0 | 17 | 17 |  | 0 | 0 | 0 |  |  |  | 0 | 0 | 0 | 0 |  | 0
|  |  | MEDHA | 1358 | 4 |  | 2 |  | 12 | 0 | 6 | 2 | 0 | 2 |  | 0 | 0 | 0 |  |  |  | 0 | 0 | 0 | 0 |  | 0
|  |  | MORBA | 8053 |  | 1 | 0 |  |  | 0 | 1 | 3 | 0 | 3 |  | 0 | 0 | 0 |  |  |  | 0 | 0 | 0 | 0 |  | 0
|  |  | MURUD (RURAL) | 1322 | 2 | 1 | 0 |  |  | 0 | 3 | 0 | 1 | 1 |  | 0 | 0 | 0 |  |  |  | 0 | 0 | 0 | 0 |  | 0
|  |  | MURUD (URBAN) | 1321 | 5 | 40 | 1 |  | 1 | 0 | 46 | 0 | 9 | 9 |  | 0 | 0 | 0 |  |  |  | 0 | 0 | 0 | 0 |  | 0
|  |  | Murud SDV(Gorega | S132 |  | 2 | 0 |  |  | 0 | 2 | 19 | 50 | 69 | 2 | 0 | 0 | 0 |  |  |  | 0 | 0 | 0 | 0 |  | 0
|  |  | Nandgaon | 1325 |  |  | 0 |  |  | 0 | 0 | 0 | 13 | 13 |  | 0 | 0 | 0 |  |  |  | 0 | 0 | 0 | 0 |  | 0
|  |  | NIJAMPUR | 8055 | 1 | 1 | 0 |  |  | 0 | 2 | 1 | 0 | 1 | 1 | 0 | 0 | 0 |  |  |  | 0 | 0 | 0 | 0 |  | 0
|  |  | Pali SDV | S133 |  |  | 0 |  |  | 0 | 0 | 1 | 0 | 1 |  | 0 | 0 | 0 |  |  |  | 0 | 0 | 0 | 0 |  | 0
|  |  | Roha Div | D547 |  | 550 | 0 |  |  | 0 | 550 | 105 | 0 | 105 | 1 | 73 | 47 | 0 |  |  |  | 0 | 0 | 0 | 0 |  | 0
|  |  | ROHA R | 1352 | 2 | 74 | 1 |  | 3 | 1 | 78 | 14 | 1 | 15 |  | 0 | 0 | 0 |  |  |  | 0 | 0 | 0 | 0 |  | 0
|  |  | Roha SDV | S135 | 39 |  | 4 |  |  | 0 | 43 | 0 | 0 | 0 |  | 0 | 0 | 0 |  |  |  | 0 | 0 | 0 | 0 |  | 0
|  |  | ROHA U | 1351 |  | 9 | 0 |  |  | 0 | 9 | 2 | 0 | 2 |  | 0 | 0 | 0 |  |  |  | 0 | 0 | 0 | 0 |  | 0
|  |  | TALA | 8041 | 40 | 9 | 1 |  |  | 2 | 52 | 36 | 0 | 36 |  | 0 | 0 | 0 |  |  |  | 0 | 0 | 0 | 0 |  | 0
|  |  | VARASGAON | 1354 | 2 | 2 | 5 |  | 7 | 0 | 9 | 6 | 2 | 8 |  | 0 | 0 | 0 |  |  |  | 0 | 0 | 0 | 0 |  | 0
|  | DIVISION TOTAL |  |  | 134 | 699 | 16 | 0 | 27 | 7 | 856 | 214 | 141 | 355 | 6 | 73 | 48 | 0 | 0 | 0 | 0 | 0 | 0 | 0 | 0 | 0 | 0
| CIRCLE TOTAL |  |  |  | 301 | 1481 | 212 | 0 | 88 | 18 | 2012 | 1510 | 420 | 1930 | 58 | 81 | 69 | 0 | 0 | 0 | 0 | 0 | 0 | 6 | 27 | 0 | 0
| THANE URBAN CIRCLE | Thane Urban Circle | Airoli Stores, V | D404 |  | 2200 | 630 |  |  | 0 | 2830 | 368 | 0 | 368 |  | 0 | 0 | 0 |  |  |  | 0 | 0 | 0 | 2 |  | 0
|  |  | Bhandup Test DIV | T053 |  |  | 0 |  |  | 0 | 0 | 0 | 0 | 0 |  | 0 | 0 | 0 |  |  |  | 0 | 0 | 5 | 41 |  | 0
|  | Bhandup Division | Amforge | 7334 | 6 |  | 5 |  |  | 0 | 11 | 1 | 0 | 1 |  | 0 | 0 | 0 |  |  |  | 0 | 0 | 0 | 0 |  | 0
|  |  | Bhandup Div | D555 | 6 |  | 933 |  |  | 0 | 939 | 299 | 0 | 299 |  | 0 | 0 | 0 |  |  |  | 0 | 0 | 0 | 0 |  | 0
|  |  | Datar Colony Se | 7332 | 4 |  | 9 |  |  | 0 | 13 | 0 | 0 | 0 |  | 0 | 0 | 0 |  |  |  | 0 | 0 | 0 | 0 |  | 0
|  |  | Gavdevi | 7331 | 5 | 2 | 19 |  |  | 0 | 26 | 4 | 0 | 4 |  | 0 | 0 | 0 |  |  |  | 0 | 0 | 0 | 0 |  | 0
|  |  | HDIL DF S/Dn | S871 |  |  | 0 |  |  | 0 | 0 | 1 | 0 | 1 |  | 0 | 0 | 0 |  |  |  | 0 | 0 | 0 | 0 |  | 0
|  |  | HDIL DF SECTION | 8711 |  |  | 31 |  |  | 0 | 31 | 1 | 0 | 1 |  | 0 | 0 | 0 |  |  |  | 0 | 0 | 0 | 0 |  | 0
|  |  | Ishwar Nagar Sec | 7322 | 23 | 2 | 0 |  |  | 0 | 25 | 7 | 0 | 7 |  | 0 | 0 | 0 |  |  |  | 0 | 0 | 0 | 0 |  | 0
|  |  | Lokpriya | 7333 |  |  | 0 |  | 1 | 0 | 0 | 4 | 0 | 4 |  | 0 | 0 | 0 |  |  |  | 0 | 0 | 0 | 0 |  | 0
|  |  | Naval Dockyard | 7324 | 3 |  | 0 |  |  | 0 | 3 | 6 | 0 | 6 |  | 0 | 0 | 0 |  |  |  | 0 | 0 | 0 | 0 |  | 0
|  |  | Nitie | 7321 | 2 |  | 0 |  |  | 0 | 2 | 2 | 0 | 2 |  | 0 | 8 | 0 |  |  |  | 0 | 0 | 0 | 0 |  | 0
|  |  | Pannalal | 7344 | 5 | 4 | 0 |  |  | 0 | 9 | 0 | 0 | 0 |  | 0 | 0 | 0 |  |  |  | 0 | 0 | 0 | 0 |  | 0
|  |  | pratap nagar | 7323 | 6 | 1 | 5 |  |  | 0 | 12 | 5 | 0 | 5 |  | 0 | 0 | 0 |  |  |  | 0 | 0 | 0 | 0 |  | 0
|  |  | Sonapur | 7341 |  | 3 | 4 |  |  | 0 | 7 | 108 | 0 | 108 | 1 | 0 | 0 | 0 |  |  |  | 0 | 0 | 0 | 0 |  | 0
|  |  | Tanaji wadi | 7342 |  |  | 0 |  |  | 0 | 0 | 1 | 0 | 1 |  | 0 | 0 | 0 |  |  |  | 0 | 0 | 0 | 0 |  | 0
|  |  | Village Road | 7343 | 2 | 8 | 0 |  |  | 0 | 10 | 13 | 0 | 13 |  | 0 | 0 | 0 |  |  |  | 0 | 0 | 0 | 0 |  | 0
|  | DIVISION TOTAL |  |  | 62 | 20 | 1006 | 0 | 1 | 0 | 1088 | 452 | 0 | 452 | 1 | 0 | 8 | 0 | 0 | 0 | 0 | 0 | 0 | 0 | 0 | 0 | 0
|  | Mulund Division | LOKEVEREST | 7042 |  | 5 | 0 |  |  | 0 | 5 | 21 | 0 | 21 |  | 0 | 0 | 0 |  |  |  | 0 | 0 | 0 | 0 |  | 0
|  |  | mulund colony | 7034 |  | 5 | 0 |  |  | 0 | 5 | 4 | 0 | 4 |  | 0 | 0 | 0 |  |  |  | 0 | 0 | 0 | 0 |  | 0
|  |  | Mulund Div | D554 |  |  | 7190 |  |  | 0 | 7190 | 112 | 0 | 112 |  | 0 | 0 | 0 |  |  |  | 0 | 0 | 0 | 0 |  | 0
|  |  | Nahur | 7032 | 1 | 6 | 1 |  |  | 0 | 8 | 21 | 0 | 21 |  | 1 | 0 | 0 |  |  |  | 0 | 0 | 0 | 0 |  | 0
|  |  | Nirmal lifestyle | 7031 |  |  | 2 |  | 1 | 0 | 2 | 14 | 0 | 14 |  | 0 | 0 | 0 |  |  |  | 0 | 0 | 0 | 0 |  | 0
|  |  | PANCHRASTA | 7044 | 2 | 12 | 5 |  |  | 0 | 19 | 3 | 0 | 3 |  | 0 | 0 | 0 |  |  |  | 0 | 0 | 0 | 0 |  | 0
|  |  | S.O Hariomnagar | 7053 | 4 |  | 4 |  |  | 0 | 8 | 0 | 0 | 0 |  | 0 | 0 | 0 |  |  |  | 0 | 0 | 0 | 0 |  | 0
|  |  | S.O Mitagar Rd | 7051 | 1 | 6 | 1 |  |  | 0 | 8 | 1 | 2 | 3 |  | 0 | 0 | 0 |  |  |  | 0 | 0 | 0 | 0 |  | 0
|  |  | S.O Neelamnagar | 7052 |  | 49 | 0 |  |  | 1 | 50 | 41 | 0 | 41 |  | 0 | 0 | 0 |  |  |  | 0 | 0 | 0 | 0 |  | 0
|  |  | S.O Tata colony | 7054 |  | 24 | 0 |  |  | 0 | 24 | 5 | 0 | 5 |  | 0 | 0 | 0 |  |  |  | 0 | 0 | 0 | 0 |  | 0
|  |  | Sarvodaya | 7033 | 1 |  | 3 |  |  | 0 | 4 | 0 | 0 | 0 |  | 0 | 0 | 0 |  |  |  | 0 | 0 | 0 | 0 |  | 0
|  |  | Vaishali Nagar | 7041 | 3 |  | 1 |  |  | 0 | 4 | 0 | 0 | 0 |  | 0 | 0 | 0 |  |  |  | 0 | 0 | 0 | 0 |  | 0
|  |  | VEENA NAGAR | 7043 |  | 5 | 0 |  |  | 0 | 5 | 1 | 0 | 1 |  | 0 | 0 | 0 |  |  |  | 0 | 0 | 0 | 0 |  | 0
|  | DIVISION TOTAL |  |  | 12 | 112 | 7207 | 0 | 1 | 1 | 7332 | 223 | 2 | 225 | 0 | 1 | 0 | 0 | 0 | 0 | 0 | 0 | 0 | 0 | 0 | 0 | 0
|  | THANE DIVISION - III | BharatGear sec | 1525 | 10 | 115 | 57 |  | 1 | 0 | 182 | 9 | 1 | 10 |  | 1 | 0 | 0 |  |  |  | 0 | 0 | 0 | 0 |  | 0
|  |  | DIVA - I | 6431 | 14 | 171 | 18 | 1 | 21 | 0 | 203 | 6 | 2 | 8 |  | 0 | 0 | 0 |  |  |  | 0 | 0 | 0 | 0 |  | 0
|  |  | DIVA - II | 6434 |  | 252 | 5 |  |  | 0 | 257 | 3 | 1 | 4 |  | 0 | 1 | 0 |  |  |  | 0 | 0 | 0 | 0 |  | 0
|  |  | Diwa II | 1524 |  |  | 0 |  |  | 0 | 0 | 0 | 1 | 1 |  | 0 | 0 | 0 |  |  |  | 0 | 0 | 0 | 0 |  | 0
|  |  | KAUSA | 1521 | 4 | 44 | 428 |  |  | 0 | 476 | 4 | 0 | 4 |  | 0 | 0 | 0 |  |  |  | 0 | 0 | 0 | 0 |  | 0
|  |  | KHIDKALI | 6432 |  | 151 | 0 |  |  | 0 | 151 | 4 | 1 | 5 |  | 0 | 0 | 0 |  |  |  | 0 | 0 | 0 | 0 |  | 0
|  |  | MUMBRA - I | 1522 | 50 | 114 | 59 | 1 | 91 | 0 | 223 | 26 | 28 | 54 |  | 0 | 0 | 0 | 1 |  |  | 0 | 0 | 0 | 0 |  | 0
|  |  | MUMBRA - II | 1523 | 3 | 246 | 119 |  |  | 0 | 368 | 3 | 1 | 4 |  | 0 | 0 | 0 |  |  |  | 0 | 0 | 0 | 0 |  | 0
|  |  | Mumbra SDV | S152 |  |  | 0 |  |  | 1 | 1 | 0 | 0 | 0 |  | 0 | 0 | 0 |  |  |  | 0 | 0 | 0 | 0 |  | 0
|  |  | Shil SDV | S643 |  |  | 111 |  |  | 0 | 111 | 2 | 1 | 3 |  | 0 | 0 | 0 |  |  |  | 0 | 0 | 0 | 0 |  | 0
|  |  | SHIL SEC | 6433 |  | 89 | 5 |  |  | 0 | 94 | 5 | 2 | 7 |  | 0 | 0 | 0 |  |  |  | 0 | 0 | 0 | 0 |  | 0
|  |  | Thane Div-III | D551 | 1 | 1330 | 1089 |  |  | 0 | 2420 | 100 | 77 | 177 |  | 69 | 30 | 0 |  |  |  | 0 | 0 | 0 | 0 |  | 0
|  | DIVISION TOTAL |  |  | 82 | 2512 | 1891 | 2 | 113 | 1 | 4486 | 162 | 115 | 277 | 0 | 70 | 31 | 0 | 1 | 0 | 0 | 0 | 0 | 0 | 0 | 0 | 0
|  | Thane Division II | Kalwa SDV | S128 |  | 54 | 4 |  |  | 0 | 58 | 88 | 1 | 89 |  | 0 | 0 | 0 |  |  |  | 0 | 0 | 0 | 0 |  | 0
|  |  | Kalwa sec | 1281 | 23 | 77 | 3 |  | 1 | 12 | 115 | 1 | 3 | 4 |  | 0 | 0 | 0 |  |  |  | 0 | 0 | 0 | 0 |  | 0
|  |  | KHAREGAON SECTIO | 1282 | 7 | 185 | 12 |  | 1 | 1 | 205 | 2 | 1 | 3 |  | 0 | 0 | 0 |  |  |  | 0 | 0 | 0 | 0 |  | 0
|  |  | kolbad | 7263 | 22 | 7 | 11 |  |  | 14 | 54 | 55 | 1 | 56 | 1 | 5 | 0 | 0 |  |  |  | 0 | 0 | 0 | 0 |  | 0
|  |  | MAJIWADA | 7264 |  | 1 | 0 |  |  | 0 | 1 | 2 | 0 | 2 |  | 0 | 0 | 0 |  |  |  | 0 | 0 | 0 | 0 |  | 0
|  |  | POWER HOUSE S/DN | S727 | 12 | 18 | 0 |  |  | 0 | 30 | 22 | 0 | 22 |  | 0 | 0 | 0 |  |  |  | 0 | 0 | 0 | 0 |  | 0
|  |  | RABODI | 7262 | 1 | 4 | 1 |  |  | 0 | 6 | 8 | 0 | 8 | 1 | 0 | 0 | 0 |  |  |  | 0 | 0 | 0 | 0 |  | 0
|  |  | SAKET | 7261 | 3 |  | 0 |  |  | 0 | 3 | 24 | 0 | 24 | 1 | 1 | 0 | 0 |  |  |  | 0 | 0 | 0 | 0 |  | 0
|  |  | Thane Div II | D557 |  |  | 0 |  |  | 0 | 0 | 0 | 0 | 0 |  | 0 | 18 | 0 |  |  |  | 0 | 0 | 0 | 0 |  | 0
|  |  | Thane Naupada Se | 7272 | 1 | 16 | 1 |  |  | 0 | 18 | 1 | 0 | 1 |  | 0 | 0 | 0 |  |  |  | 0 | 0 | 0 | 0 |  | 0
|  |  | Thane Talav Pali | 7273 | 1 | 17 | 5 |  |  | 1 | 24 | 3 | 1 | 4 |  | 0 | 0 | 0 |  |  |  | 0 | 0 | 0 | 0 |  | 0
|  |  | Thane Uthalsar S | 7271 |  | 12 | 3 |  | 1 | 0 | 15 | 4 | 0 | 4 |  | 0 | 1 | 0 |  |  |  | 0 | 0 | 0 | 0 |  | 0
|  |  | Thane Vishnu Nag | 7274 |  | 16 | 0 |  |  | 0 | 16 | 7 | 0 | 7 |  | 0 | 0 | 0 |  |  |  | 0 | 0 | 0 | 0 |  | 0
|  |  | VIKAS COMPLEX S/ | S726 | 4 | 100 | 0 |  |  | 0 | 104 | 71 | 5 | 76 |  | 0 | 0 | 0 |  |  |  | 0 | 0 | 0 | 0 |  | 0
|  |  | VITAWA SECTION | 1283 | 1 | 104 | 8 |  | 1 | 0 | 113 | 1 | 0 | 1 |  | 0 | 0 | 0 |  |  |  | 0 | 0 | 0 | 0 |  | 0
|  | DIVISION TOTAL |  |  | 75 | 611 | 48 | 0 | 4 | 28 | 762 | 289 | 12 | 301 | 3 | 6 | 19 | 0 | 0 | 0 | 0 | 0 | 0 | 0 | 0 | 0 | 0
|  | Thane Urban Division- I | Kashish Park Sec | 7281 |  |  | 0 |  |  | 0 | 0 | 4 | 9 | 13 |  | 0 | 0 | 0 |  |  |  | 0 | 0 | 0 | 0 |  | 0
|  |  | Kisan Nagar 1 | 5401 | 5 | 7 | 0 |  |  | 0 | 12 | 0 | 0 | 0 |  | 1 | 0 | 0 |  |  |  | 0 | 0 | 0 | 0 |  | 0
|  |  | kisan nagar 2 | 5402 | 6 |  | 9 |  |  | 0 | 15 | 39 | 4 | 43 |  | 0 | 0 | 0 |  |  |  | 0 | 0 | 0 | 0 |  | 0
|  |  | kisan nagar 3 | 5403 |  | 1 | 0 |  |  | 0 | 1 | 0 | 0 | 0 |  | 0 | 0 | 0 |  |  |  | 0 | 0 | 0 | 0 |  | 0
|  |  | kopri section 1 | 6551 | 410 | 11 | 16 |  | 9 | 0 | 437 | 2 | 10 | 12 |  | 0 | 0 | 0 |  |  |  | 0 | 0 | 0 | 0 |  | 0
|  |  | kopri section2 | 6552 | 30 | 9 | 14 |  | 3 | 0 | 53 | 9 | 5 | 14 | 1 | 0 | 0 | 0 |  |  |  | 0 | 0 | 0 | 0 |  | 0
|  |  | Thane (East) SDV | S655 | 1 |  | 0 |  |  | 0 | 1 | 5 | 0 | 5 |  | 0 | 0 | 0 |  |  |  | 0 | 0 | 0 | 0 |  | 0
|  |  | Thane Luis Wadi | 7282 | 2 |  | 0 |  |  | 0 | 2 | 5 | 3 | 8 |  | 0 | 0 | 0 |  |  |  | 0 | 0 | 0 | 0 |  | 0
|  |  | Thane Pach Pakha | 7283 | 2 |  | 0 |  |  | 0 | 2 | 42 | 0 | 42 | 1 | 0 | 0 | 0 |  |  |  | 0 | 0 | 0 | 0 |  | 0
|  |  | Thane Ramchandra | 7284 | 2 |  | 10 |  |  | 0 | 12 | 9 | 2 | 11 |  | 2 | 0 | 0 |  |  |  | 0 | 0 | 0 | 0 |  | 0
|  |  | Thane U Div- I | D553 | 5 |  | 1 | 10 | 875 | 3 | 9 | 20 | 0 | 20 |  | 4 | 0 | 0 |  |  |  | 0 | 0 | 0 | 0 |  | 0
[5 empty] | 463 | 28 | 50 | 10 | 887 | 3 | 544 | 135 | 33 | 168 | 2 | 7 | 0 | 0 | 0 | 0 | 0 | 0 | 0 | 0 | 0 | 0 | 0
|  | Thane Wagle Estate Division | Dhokali | 5413 | 2 | 20 | 0 |  |  | 0 | 22 | 357 | 0 | 357 |  | 0 | 0 | 0 |  |  |  | 0 | 0 | 0 | 0 |  | 0
|  |  | LOKMANYA NAGAR | 5911 | 8 | 5 | 0 |  | 1 | 0 | 13 | 2 | 0 | 2 |  | 0 | 0 | 0 |  |  |  | 0 | 0 | 0 | 0 |  | 0
|  |  | Ovla | 5412 | 3 | 41 | 16 |  | 2 | 0 | 60 | 4 | 2 | 6 |  | 0 | 0 | 0 |  |  |  | 0 | 0 | 0 | 0 |  | 0
|  |  | Ovla II | 5415 | 12 | 8 | 0 |  |  | 0 | 20 | 22 | 1 | 23 |  | 0 | 0 | 0 |  |  |  | 0 | 0 | 0 | 0 |  | 0
|  |  | Patilpada | 5414 | 26 | 24 | 5 |  |  | 1 | 56 | 15 | 6 | 21 |  | 0 | 0 | 0 |  |  |  | 0 | 0 | 0 | 0 |  | 0
|  |  | Shivai Nagar | 5913 | 9 | 23 | 3 |  |  | 0 | 35 | 11 | 2 | 13 |  | 0 | 0 | 0 |  |  |  | 0 | 0 | 0 | 0 |  | 0
|  |  | Thane Wagle Est | D409 |  | 45 | 1097 |  |  | 0 | 1142 | 50 | 0 | 50 | 40 | 0 | 0 | 0 |  |  |  | 0 | 0 | 0 | 0 |  | 0
|  |  | Thane Wagle Esta | S541 | 3 | 8 | 0 |  | 4 | 0 | 11 | 79 | 1 | 80 |  | 0 | 0 | 0 |  |  |  | 0 | 0 | 0 | 0 |  | 0
|  |  | Thane Wagle Esta | S591 |  | 24 | 0 |  |  | 0 | 24 | 91 | 0 | 91 |  | 0 | 0 | 0 |  |  |  | 0 | 0 | 0 | 0 |  | 0
|  |  | Vartak Nagar | 5912 | 1 | 115 | 3 |  |  | 0 | 119 | 5 | 0 | 5 |  | 0 | 0 | 0 |  |  |  | 0 | 0 | 0 | 0 |  | 0
|  |  | Vasant Vihar | 5411 | 26 | 113 | 7 |  |  | 0 | 146 | 19 | 1 | 20 | 1 | 0 | 0 | 0 |  |  |  | 0 | 0 | 0 | 0 |  | 0
|  |  | Vendor Store Loc | V001 |  |  | 0 |  |  | 0 | 0 | 0 | 0 | 0 |  | 0 | 0 | 0 |  |  |  | 0 | 0 | 1 | 0 |  | 0
|  |  | Wagle Estate I | 5421 | 16 | 152 | 6 |  |  | 0 | 174 | 2 | 1 | 3 |  | 0 | 0 | 0 |  |  |  | 0 | 0 | 0 | 0 |  | 0
|  |  | Wagle Estate II | 5422 | 204 |  | 9 |  | 1 | 0 | 213 | 1 | 0 | 1 | 5 | 0 | 0 | 0 |  |  |  | 0 | 0 | 0 | 0 |  | 0
|  |  | Wagle Estate III | 5423 | 75 | 13 | 11 |  |  | 0 | 99 | 3 | 0 | 3 |  | 0 | 0 | 0 |  |  |  | 0 | 0 | 0 | 0 |  | 0
|  |  | WAGLE ESTATE S/D | S542 | 300 | 200 | 0 |  |  | 0 | 500 | 34 | 0 | 34 |  | 0 | 0 | 0 |  |  |  | 0 | 0 | 0 | 0 |  | 0
|  | DIVISION TOTAL |  |  | 685 | 791 | 1157 | 0 | 8 | 1 | 2634 | 695 | 14 | 709 | 46 | 0 | 0 | 0 | 0 | 0 | 0 | 0 | 0 | 1 | 0 | 0 | 0
| CIRCLE TOTAL |  |  |  | 1379 | 6274 | 11989 | 12 | 1014 | 34 | 19676 | 2324 | 176 | 2500 | 52 | 84 | 58 | 0 | 1 | 0 | 0 | 0 | 0 | 6 | 43 | 0 | 0
| VASHI CIRCLE | Vashi Circle | Airoli Stores, V | D404 |  |  | 0 |  |  | 0 | 0 | 1500 | 0 | 1500 |  | 0 | 0 | 0 |  |  |  | 0 | 0 | 0 | 2 |  | 0
|  |  | Cmn Str Netivali | W399 |  |  | 0 |  |  | 0 | 0 | 0 | 0 | 0 | 37 | 0 | 0 | 0 |  |  |  | 0 | 0 | 0 | 0 |  | 0
|  |  | Vashi Circle | C565 |  |  | 0 |  |  | 0 | 0 | 0 | 0 | 0 |  | 0 | 0 | 0 |  |  |  | 0 | 0 | 14 | 305 |  | 0
|  | Nerul Division | BELAPUR | 6521 | 831 |  | 0 |  |  | 0 | 831 | 22 | 0 | 22 |  | 0 | 0 | 0 |  |  |  | 0 | 0 | 0 | 0 |  | 0
|  |  | CBD | 6522 | 601 |  | 26 |  | 22 | 0 | 627 | 9 | 39 | 48 |  | 0 | 0 | 0 |  |  |  | 0 | 0 | 0 | 0 |  | 0
|  |  | CBD II | 6523 | 592 |  | 7 |  |  | 0 | 599 | 8 | 3 | 11 |  | 0 | 0 | 0 |  |  |  | 0 | 0 | 0 | 0 |  | 0
|  |  | CBD SDV | S652 |  |  | 0 |  | 4 | 0 | 0 | 7 | 0 | 7 |  | 0 | 0 | 0 |  |  |  | 0 | 0 | 0 | 0 |  | 0
|  |  | Nerul sec -III | 6423 | 112 |  | 0 |  |  | 0 | 112 | 11 | 0 | 11 |  | 0 | 0 | 0 |  |  |  | 0 | 0 | 0 | 0 |  | 0
|  |  | Nerul SDV | S642 | 1255 |  | 0 |  |  | 0 | 1255 | 80 | 0 | 80 | 4 | 0 | 0 | 0 |  |  |  | 0 | 0 | 0 | 0 |  | 0
|  |  | nerul section 2 | 6422 | 73 |  | 34 |  |  | 0 | 107 | 25 | 0 | 25 | 5 | 0 | 0 | 0 |  |  |  | 0 | 0 | 0 | 0 |  | 0
|  |  | P.M.BANAIT | 6421 | 197 |  | 28 |  | 2 | 0 | 225 | 16 | 2 | 18 |  | 0 | 0 | 0 |  |  |  | 0 | 0 | 0 | 0 |  | 0
|  |  | Paim beach | 7521 | 150 |  | 0 |  |  | 1 | 151 | 3 | 0 | 3 |  | 0 | 0 | 0 |  |  |  | 0 | 0 | 0 | 0 |  | 0
|  |  | Pam Beach SDV | S752 | 810 |  | 2669 |  |  | 0 | 3479 | 20 | 0 | 20 |  | 0 | 0 | 0 |  |  |  | 0 | 0 | 0 | 0 |  | 0
|  |  | Shiravane | 7523 | 317 |  | 1 |  |  | 0 | 318 | 22 | 0 | 22 | 2 | 0 | 0 | 0 |  |  |  | 0 | 0 | 0 | 0 |  | 0
|  |  | ULWE SCTION | 6524 | 1161 |  | 12 |  | 6 | 0 | 1173 | 18 | 0 | 18 |  | 0 | 0 | 0 |  |  |  | 0 | 0 | 0 | 0 |  | 0
|  |  | Vashi Rly. | 7522 | 54 |  | 4 |  |  | 1 | 59 | 42 | 4 | 46 | 1 | 0 | 0 | 0 |  |  |  | 0 | 0 | 0 | 0 |  | 0
|  | DIVISION TOTAL |  |  | 6153 | 0 | 2781 | 0 | 34 | 2 | 8936 | 283 | 48 | 331 | 12 | 0 | 0 | 0 | 0 | 0 | 0 | 0 | 0 | 0 | 0 | 0 | 0
|  | Panvel Urban Division | BHAJI MARKET | 1255 | 10 |  | 1 |  |  | 0 | 11 | 35 | 0 | 35 |  | 0 | 0 | 0 |  |  |  | 0 | 0 | 0 | 0 |  | 0
|  |  | CHIRNER | 1266 | 185 |  | 5 |  | 33 | 0 | 190 | 0 | 0 | 0 |  | 0 | 0 | 0 |  |  |  | 0 | 0 | 0 | 0 |  | 0
|  |  | Control Garden | 7951 | 5 | 50 | 1 |  |  | 0 | 56 | 1 | 0 | 1 |  | 0 | 0 | 0 |  |  |  | 0 | 0 | 0 | 0 |  | 0
|  |  | GAVHAN | 1241 | 2 | 41 | 0 |  |  | 0 | 43 | 3 | 0 | 3 |  | 0 | 0 | 0 |  |  |  | 0 | 0 | 0 | 0 |  | 0
|  |  | JASAI | 1263 | 450 |  | 6 |  | 1 | 1 | 457 | 39 | 1 | 40 |  | 0 | 0 | 0 |  |  |  | 0 | 0 | 0 | 0 |  | 0
|  |  | JASKHAR | 1264 | 192 |  | 36 |  |  | 8 | 236 | 21 | 3 | 24 |  | 0 | 0 | 0 |  |  |  | 0 | 0 | 0 | 0 |  | 0
|  |  | Jawahar | 5693 | 511 |  | 23 |  | 1 | 5 | 539 | 6 | 3 | 9 |  | 0 | 0 | 0 |  |  |  | 0 | 0 | 0 | 0 |  | 0
|  |  | Kalamboli SDV | S569 | 22 |  | 144 |  |  | 0 | 166 | 0 | 0 | 0 |  | 0 | 0 | 0 |  |  |  | 0 | 0 | 0 | 0 |  | 0
|  |  | KALAMBOLI HSG SE | 5692 | 446 |  | 27 |  |  | 0 | 473 | 20 | 2 | 22 |  | 0 | 0 | 0 |  |  |  | 0 | 0 | 0 | 0 |  | 0
|  |  | KALAMBOLI STEEL | 5694 | 25 |  | 9 |  | 5 | 5 | 39 | 4 | 3 | 7 |  | 0 | 0 | 0 |  |  |  | 0 | 0 | 0 | 0 |  | 0
|  |  | Kamothe sec | 5695 | 325 |  | 35 |  | 1 | 0 | 360 | 20 | 0 | 20 |  | 0 | 0 | 0 |  |  |  | 0 | 0 | 0 | 0 |  | 0
|  |  | Khanda Colony | 5691 | 44 |  | 1 |  |  | 0 | 45 | 15 | 0 | 15 |  | 0 | 0 | 0 |  |  |  | 0 | 0 | 0 | 0 |  | 0
|  |  | Kharghar - I | 7952 | 20 |  | 8 |  |  | 0 | 28 | 8 | 0 | 8 |  | 0 | 0 | 0 |  |  |  | 0 | 0 | 0 | 0 |  | 0
|  |  | Kharghar - II | 7953 | 41 |  | 0 |  |  | 0 | 41 | 26 | 0 | 26 |  | 0 | 0 | 0 |  |  |  | 0 | 0 | 0 | 0 |  | 0
|  |  | Kharghar Rly Sta | 7954 | 3 |  | 20 |  | 3 | 0 | 23 | 37 | 5 | 42 |  | 0 | 0 | 0 |  |  |  | 0 | 0 | 0 | 0 |  | 0
|  |  | Kharghar SDV | S795 | 6 | 50 | 650 |  |  | 0 | 706 | 7 | 0 | 7 |  | 0 | 0 | 0 |  |  |  | 0 | 0 | 0 | 0 |  | 0
|  |  | MIDC I | 1246 |  |  | 0 |  |  | 0 | 0 | 0 | 1 | 1 |  | 0 | 0 | 0 |  |  |  | 0 | 0 | 0 | 0 |  | 0
|  |  | MIDC II | 1247 | 12 |  | 0 |  |  | 0 | 12 | 5 | 0 | 5 |  | 0 | 0 | 0 |  |  |  | 0 | 0 | 0 | 0 |  | 0
|  |  | NAGAON | 1261 | 113 |  | 1 |  |  | 1 | 115 | 1 | 0 | 1 |  | 0 | 0 | 0 |  |  |  | 0 | 0 | 0 | 0 |  | 0
|  |  | NAWADA | 1242 | 243 | 171 | 2 |  |  | 0 | 416 | 14 | 0 | 14 | 4 | 0 | 0 | 0 |  |  |  | 0 | 0 | 0 | 0 |  | 0
|  |  | NERE | 1243 | 32 | 54 | 2 |  |  | 0 | 88 | 2 | 0 | 2 |  | 0 | 0 | 0 |  |  |  | 0 | 0 | 0 | 0 |  | 0
|  |  | NEW PANVEL I | 1252 | 138 | 44 | 64 |  |  | 0 | 246 | 7 | 0 | 7 |  | 0 | 0 | 0 |  |  |  | 0 | 0 | 0 | 0 |  | 0
|  |  | NEW PANVEL II | 1253 | 6 |  | 0 |  |  | 0 | 6 | 11 | 0 | 11 |  | 0 | 0 | 0 |  |  |  | 0 | 0 | 0 | 0 |  | 0
|  |  | NEW PANVEL III | 1254 | 117 | 127 | 11 |  |  | 0 | 255 | 6 | 0 | 6 |  | 1 | 0 | 0 |  |  |  | 0 | 0 | 0 | 0 |  | 0
|  |  | Panvel City SDV | S125 | 5 | 0 | 0 |  | 4 | 0 | 5 | 0 | 0 | 0 |  | 0 | 0 | 0 |  |  |  | 0 | 0 | 0 | 0 |  | 0
|  |  | Panvel SDV .I | S124 | 100 | 523 | 0 |  | 6 | 0 | 623 | 13 | 3 | 16 |  | 0 | 0 | 0 |  |  |  | 0 | 0 | 0 | 0 |  | 0
|  |  | Panvel U Div | D031 |  | 100 | 0 |  |  | 0 | 100 | 14 | 0 | 14 |  | 0 | 0 | 0 |  |  |  | 0 | 0 | 0 | 0 |  | 0
|  |  | PARGAON | 1244 | 40 | 5 | 0 |  |  | 0 | 45 | 2 | 0 | 2 | 1 | 0 | 0 | 0 |  |  |  | 0 | 0 | 0 | 0 |  | 0
|  |  | TALOJA R | 1245 | 112 | 65 | 1 |  |  | 0 | 178 | 3 | 0 | 3 | 1 | 0 | 0 | 0 |  |  |  | 0 | 0 | 0 | 0 |  | 0
|  |  | TAPAL NAKA | 1251 | 266 | 54 | 38 |  | 4 | 4 | 362 | 21 | 1 | 22 | 1 | 0 | 0 | 0 |  |  |  | 0 | 0 | 0 | 0 |  | 0
|  |  | THANA NAKA | 1256 | 24 | 2 | 22 |  | 12 | 0 | 48 | 3 | 1 | 4 |  | 0 | 0 | 0 |  |  |  | 0 | 0 | 0 | 0 |  | 0
|  |  | Uran City | 1262 | 265 |  | 12 |  |  | 0 | 277 | 5 | 0 | 5 |  | 0 | 0 | 0 |  |  |  | 0 | 0 | 0 | 0 |  | 0
|  |  | Uran SDV | S126 | 20 | 100 | 0 |  |  | 0 | 120 | 93 | 0 | 93 |  | 0 | 0 | 0 |  |  |  | 0 | 0 | 0 | 0 |  | 0
|  |  | URAN1 | 1265 | 156 |  | 0 |  |  | 0 | 156 | 5 | 0 | 5 |  | 0 | 0 | 0 |  |  |  | 0 | 0 | 0 | 0 |  | 0
|  | DIVISION TOTAL |  |  | 3936 | 1386 | 1119 | 0 | 70 | 24 | 6465 | 447 | 23 | 470 | 7 | 1 | 0 | 0 | 0 | 0 | 0 | 0 | 0 | 0 | 0 | 0 | 0
|  | Vashi Division | A.P.M.C MARKET | 1274 | 50 | 10 | 3 |  |  | 0 | 63 | 12 | 0 | 12 |  | 0 | 0 | 0 |  |  |  | 0 | 0 | 0 | 0 |  | 0
|  |  | Airoli CIDCO sec | 6412 | 56 |  | 0 |  |  | 0 | 56 | 39 | 0 | 39 |  | 0 | 0 | 0 |  |  |  | 0 | 0 | 0 | 0 |  | 0
|  |  | Airoli SDV | S641 |  |  | 0 |  |  | 0 | 0 | 18 | 0 | 18 |  | 0 | 0 | 0 |  |  |  | 0 | 0 | 0 | 0 |  | 0
|  |  | Airoli sec | 6411 | 368 |  | 3 |  |  | 27 | 398 | 18 | 0 | 18 | 2 | 0 | 0 | 0 |  |  |  | 0 | 0 | 0 | 0 |  | 0
|  |  | BONKODE | 7534 | 160 |  | 3 |  | 1 | 1 | 164 | 8 | 0 | 8 |  | 0 | 0 | 0 |  |  |  | 0 | 0 | 0 | 0 |  | 0
|  |  | Ghansoli sec | 6413 | 680 |  | 160 |  |  | 10 | 850 | 71 | 3 | 74 | 1 | 0 | 0 | 0 |  |  |  | 0 | 0 | 0 | 0 |  | 0
|  |  | JUHU NAGAR | 1272 | 17 | 1 | 1 |  |  | 0 | 19 | 2 | 0 | 2 |  | 0 | 0 | 0 |  |  |  | 0 | 0 | 0 | 0 |  | 0
|  |  | Koparkhairne SDV | S753 | 21 |  | 0 |  | 10 | 0 | 21 | 48 | 0 | 48 |  | 0 | 0 | 0 |  |  |  | 0 | 0 | 0 | 0 |  | 0
|  |  | KOPERKHAIRNE | 7533 | 59 |  | 22 |  | 1 | 3 | 84 | 20 | 8 | 28 |  | 0 | 0 | 0 |  |  |  | 0 | 0 | 0 | 0 |  | 0
|  |  | MAFCO SECTION | 1275 | 8 | 2 | 0 |  |  | 0 | 10 | 6 | 0 | 6 |  | 0 | 0 | 0 |  |  |  | 0 | 0 | 0 | 0 |  | 0
|  |  | MBP | 7532 | 41 |  | 3 |  |  | 0 | 44 | 806 | 0 | 806 |  | 0 | 0 | 0 |  |  |  | 0 | 0 | 0 | 0 |  | 0
|  |  | PAVANE | 7531 | 2 |  | 0 |  |  | 1 | 3 | 3 | 0 | 3 |  | 0 | 0 | 0 |  |  |  | 0 | 0 | 0 | 0 |  | 0
|  |  | Rabale sec | 6414 | 28 |  | 2 |  |  | 0 | 30 | 6 | 0 | 6 |  | 0 | 0 | 0 |  |  |  | 0 | 0 | 0 | 0 |  | 0
|  |  | VASHI APMC SEC | 1273 | 87 | 5 | 18 |  |  | 2 | 112 | 26 | 0 | 26 |  | 0 | 0 | 0 |  |  |  | 0 | 0 | 0 | 0 |  | 0
|  |  | VASHI DIVISION | 7535 | 2 |  | 10402 |  | 90 | 0 | 10404 | 347 | 43 | 390 | 6 | 0 | 0 | 0 |  |  |  | 0 | 0 | 0 | 0 |  | 0
|  |  | Vashi SDV | S127 | 3 |  | 2 |  |  | 0 | 5 | 30 | 0 | 30 |  | 0 | 0 | 0 |  |  |  | 0 | 0 | 0 | 0 |  | 0
|  |  | WASHI I | 1271 | 29 |  | 0 |  |  | 0 | 29 | 0 | 0 | 0 |  | 0 | 0 | 0 |  |  |  | 0 | 0 | 0 | 0 |  | 0
|  | DIVISION TOTAL |  |  | 1611 | 18 | 10619 | 0 | 102 | 44 | 12292 | 1460 | 54 | 1514 | 9 | 0 | 0 | 0 | 0 | 0 | 0 | 0 | 0 | 0 | 0 | 0 | 0
| CIRCLE TOTAL |  |  |  | 11700 | 1404 | 14519 | 0 | 206 | 70 | 27693 | 3690 | 125 | 3815 | 65 | 1 | 0 | 0 | 0 | 0 | 0 | 0 | 0 | 14 | 307 | 0 | 0
ZONE TOTAL |  |  |  |  | 13380 | 9159 | 26720 | 12 | 1308 | 122 | 49381 | 7524 | 721 | 8245 | 175 | 166 | 127 | 0 | 1 | 0 | 0 | 0 | 0 | 26 | 377 | 0 | 0
KALYAN ZONE | KALYAN CIRCLE - I | Kalyan Circle No-I | Airoli stores | D404 |  |  | 0 |  |  | 0 | 0 | 0 | 0 | 0 |  | 0 | 0 | 0 |  |  |  | 0 | 0 | 0 | 2 |  | 0
|  |  | Com.Str.Netivali | W399 |  |  | 18333 |  | 2998 | 0 | 18333 | 793 | 549 | 1342 | 11 | 3 | 0 | 0 |  |  |  | 0 | 0 | 8 | 0 |  | 0
|  |  | KalyanI test DIV | T550 |  |  | 0 |  |  | 0 | 0 | 0 | 0 | 0 |  | 0 | 0 | 0 |  |  |  | 0 | 0 | 1 | 10 |  | 0
|  | Dombivli Urban Division | BAJIPRABHU CHOWK | 1668 |  |  | 0 |  |  | 0 | 0 | 1 | 0 | 1 |  | 0 | 0 | 0 |  |  |  | 0 | 0 | 0 | 0 |  | 0
|  |  | Dombivli (West) | S167 |  |  | 5 |  |  | 0 | 5 | 4 | 0 | 4 |  | 0 | 0 | 0 |  |  |  | 0 | 0 | 0 | 0 |  | 0
|  |  | Dombivli U Div | D400 | 2 |  | 10 |  |  | 0 | 12 | 30 | 32 | 62 |  | 0 | 1 | 0 |  |  |  | 0 | 0 | 0 | 2 |  | 0
|  |  | Gandhinagar | 7204 |  |  | 3 |  |  | 0 | 3 | 0 | 0 | 0 |  | 0 | 0 | 0 |  |  |  | 0 | 0 | 0 | 0 |  | 0
|  |  | GANDHIROAD | 7683 | 3 |  | 0 |  |  | 0 | 3 | 5 | 0 | 5 |  | 0 | 12 | 0 |  |  |  | 0 | 0 | 0 | 0 |  | 0
|  |  | GOGRASWADI | 7207 |  |  | 1 |  |  | 0 | 1 | 0 | 0 | 0 |  | 0 | 5 | 0 |  |  |  | 0 | 0 | 0 | 0 |  | 0
|  |  | GUPTE ROAD | 1672 | 5 | 3 | 0 |  |  | 0 | 8 | 1 | 0 | 1 |  | 0 | 0 | 0 |  |  |  | 0 | 0 | 0 | 0 |  | 0
|  |  | KOPAR ROAD | 7682 |  | 3 | 1 |  |  | 0 | 4 | 0 | 0 | 0 |  | 0 | 11 | 0 |  |  |  | 0 | 0 | 0 | 0 |  | 0
|  |  | MANPADA ROAD | 7202 |  |  | 5 |  |  | 0 | 5 | 1 | 0 | 1 |  | 0 | 0 | 0 |  |  |  | 0 | 0 | 0 | 0 |  | 0
|  |  | NAVAPADA | 1674 |  |  | 1 |  |  | 0 | 1 | 1 | 0 | 1 |  | 0 | 0 | 0 |  |  |  | 0 | 0 | 0 | 0 |  | 0
|  |  | OLD DOMBIVALI | 7681 |  | 1 | 2 |  |  | 0 | 3 | 12 | 0 | 12 |  | 0 | 0 | 0 |  |  |  | 0 | 0 | 0 | 0 |  | 0
|  |  | PENDSE NAGAR | 1661 |  |  | 2 |  |  | 0 | 2 | 1 | 0 | 1 |  | 1 | 17 | 0 |  |  |  | 0 | 0 | 0 | 0 |  | 0
|  |  | RAM NAGAR | 1663 | 1 |  | 3 |  |  | 1 | 5 | 0 | 4 | 4 |  | 0 | 40 | 0 |  |  |  | 0 | 0 | 0 | 0 |  | 0
|  |  | TILAK NAGAR | 7203 |  |  | 2 |  |  | 0 | 2 | 0 | 0 | 0 |  | 0 | 0 | 0 |  |  |  | 0 | 0 | 0 | 0 |  | 0
|  |  | TUKARAM NAGAR | 1666 |  | 5 | 16 |  |  | 0 | 21 | 9 | 1 | 10 |  | 0 | 0 | 0 |  |  |  | 0 | 0 | 0 | 0 |  | 0
|  |  | UMESHNAGAR | 1671 | 6 |  | 0 |  | 1 | 0 | 6 | 2 | 0 | 2 |  | 0 | 0 | 0 |  |  |  | 0 | 0 | 0 | 0 |  | 0
|  | DIVISION TOTAL |  |  | 17 | 12 | 51 | 0 | 1 | 1 | 81 | 67 | 37 | 104 | 0 | 1 | 86 | 0 | 0 | 0 | 0 | 0 | 0 | 0 | 2 | 0 | 0
|  | Kalyan East Division | azde | 5776 | 5 |  | 27 |  | 33 | 0 | 32 | 2 | 0 | 2 |  | 0 | 0 | 0 |  |  |  | 0 | 0 | 0 | 0 |  | 0
|  |  | Com.Str.Netivali | W399 |  |  | 0 |  |  | 0 | 0 | 40 | 0 | 40 |  | 0 | 0 | 0 |  |  |  | 0 | 0 | 0 | 0 |  | 0
|  |  | HAJIMALANG | 1694 | 14 | 23 | 73 |  | 14 | 3 | 113 | 14 | 4 | 18 | 1 | 0 | 0 | 0 |  |  |  | 0 | 0 | 0 | 0 |  | 0
|  |  | Kalyan East 1 | S151 |  |  | 0 |  |  | 0 | 0 | 40 | 0 | 40 |  | 8 | 0 | 0 |  |  |  | 0 | 0 | 0 | 0 |  | 0
|  |  | Kalyan East 2 | S169 |  |  | 1 |  |  | 0 | 1 | 10 | 0 | 10 |  | 0 | 0 | 0 |  |  |  | 0 | 0 | 0 | 0 |  | 0
|  |  | Kalyan East 3 | S577 | 1 | 10 | 0 |  |  | 0 | 11 | 2 | 0 | 2 | 1 | 0 | 0 | 0 |  |  |  | 0 | 0 | 0 | 0 |  | 0
|  |  | KATEMANIVALI | 1512 | 26 | 30 | 61 |  | 1 | 0 | 117 | 4 | 0 | 4 |  | 1 | 0 | 0 |  |  |  | 0 | 0 | 0 | 0 |  | 0
|  |  | KOLSEWADI | 1511 | 6 | 3 | 20 |  |  | 0 | 29 | 1 | 0 | 1 |  | 0 | 0 | 0 |  |  |  | 0 | 0 | 0 | 0 |  | 0
|  |  | Nandivali | 5773 | 13 | 4 | 47 |  | 7 | 0 | 64 | 12 | 0 | 12 |  | 0 | 0 | 0 |  |  |  | 0 | 0 | 0 | 0 |  | 0
|  |  | Netivali Stores, | D399 |  | 50 | 0 |  |  | 0 | 50 | 40 | 1 | 41 |  | 3 | 0 | 0 |  |  |  | 0 | 0 | 0 | 23 |  | 0
|  |  | NETIVALI-I | 1691 |  | 4 | 0 |  |  | 0 | 4 | 3 | 1 | 4 | 1 | 0 | 0 | 0 |  |  |  | 0 | 0 | 0 | 0 |  | 0
|  |  | NETIVALI-II | 1692 | 9 | 4 | 106 |  | 1 | 1 | 120 | 5 | 1 | 6 |  | 1 | 0 | 0 |  |  |  | 0 | 0 | 0 | 0 |  | 0
|  |  | RL Zone | 5775 | 7 | 2 | 6 |  |  | 0 | 15 | 0 | 0 | 0 |  | 0 | 0 | 0 |  |  |  | 0 | 0 | 0 | 0 |  | 0
|  |  | sagaon | 5772 | 9 | 1 | 5 |  | 5 | 0 | 15 | 6 | 2 | 8 |  | 0 | 0 | 0 |  |  |  | 0 | 0 | 0 | 0 |  | 0
|  |  | shil | 5771 | 114 | 12 | 118 |  | 3 | 0 | 244 | 5 | 4 | 9 |  | 0 | 0 | 0 |  |  |  | 0 | 0 | 0 | 0 |  | 0
|  |  | Sonarpada | 5774 |  | 3 | 3 |  | 10 | 0 | 6 | 5 | 5 | 10 |  | 0 | 0 | 0 |  |  |  | 0 | 0 | 0 | 0 |  | 0
|  |  | TISGAON | 1693 | 5 | 10 | 8 |  |  | 0 | 23 | 9 | 0 | 9 |  | 0 | 0 | 0 |  |  |  | 0 | 0 | 0 | 0 |  | 0
|  |  | WALDHUNI | 1513 |  | 1 | 4 |  | 1 | 0 | 5 | 0 | 1 | 1 |  | 0 | 0 | 0 |  |  |  | 0 | 0 | 0 | 0 |  | 0
|  | DIVISION TOTAL |  |  | 209 | 157 | 479 | 0 | 75 | 4 | 849 | 198 | 19 | 217 | 3 | 13 | 0 | 0 | 0 | 0 | 0 | 0 | 0 | 0 | 23 | 0 | 0
|  | Kalyan West Urban Division | Beturkarpada | 6963 |  |  | 2 |  |  | 0 | 2 | 1 | 1 | 2 |  | 0 | 0 | 0 |  |  |  | 0 | 0 | 0 | 0 |  | 0
|  |  | KALYAN D/DN. V | S751 |  |  | 0 |  |  | 0 | 0 | 2 | 0 | 2 |  | 0 | 0 | 0 |  |  |  | 0 | 0 | 0 | 0 |  | 0
|  |  | KALYAN I S/DN. | S168 |  | 2 | 0 |  |  | 0 | 2 | 0 | 0 | 0 |  | 0 | 0 | 0 |  |  |  | 0 | 0 | 0 | 0 |  | 0
|  |  | KALYAN U. IV S/D | S696 |  |  | 5 |  |  | 0 | 5 | 0 | 0 | 0 |  | 0 | 0 | 0 |  |  |  | 0 | 0 | 0 | 0 |  | 0
|  |  | Kalyan West U Di | D401 |  |  | 0 |  |  | 0 | 0 | 3 | 1 | 4 |  | 0 | 0 | 0 |  |  |  | 0 | 0 | 0 | 1 |  | 0
|  |  | MOHANE | 1684 | 29 | 21 | 14 |  |  | 0 | 64 | 0 | 0 | 0 |  | 0 | 0 | 0 |  |  |  | 0 | 0 | 0 | 0 |  | 0
|  |  | MURBAD ROAD 1 | 1681 | 8 | 2 | 1 |  |  | 0 | 11 | 1 | 1 | 2 |  | 0 | 0 | 0 |  |  |  | 0 | 0 | 0 | 0 |  | 0
|  |  | MURBAD ROAD 2 | 1682 | 2 |  | 17 |  |  | 0 | 19 | 2 | 0 | 2 |  | 0 | 0 | 0 |  |  |  | 0 | 0 | 0 | 0 |  | 0
|  |  | Parnaka-I | 6961 | 12 | 17 | 5 |  |  | 0 | 34 | 10 | 0 | 10 |  | 0 | 0 | 0 |  |  |  | 0 | 0 | 0 | 0 |  | 0
|  |  | Parnaka-II | 6962 | 1 | 6 | 4 |  |  | 0 | 11 | 6 | 1 | 7 |  | 0 | 0 | 0 |  |  |  | 0 | 0 | 0 | 0 |  | 0
|  |  | SHAHAD | 1683 | 7 | 6 | 17 |  |  | 3 | 33 | 2 | 1 | 3 | 1 | 0 | 0 | 0 |  |  |  | 0 | 0 | 0 | 0 |  | 0
|  |  | SHIVAJI CHOWK-I | 7511 | 3 | 2 | 1 |  |  | 0 | 6 | 8 | 0 | 8 |  | 0 | 0 | 0 |  |  |  | 0 | 0 | 0 | 0 |  | 0
|  |  | SHIVAJI CHOWK-II | 7512 | 3 | 3 | 80 |  |  | 0 | 86 | 4 | 0 | 4 |  | 0 | 0 | 0 |  |  |  | 0 | 0 | 0 | 0 |  | 0
|  | DIVISION TOTAL |  |  | 65 | 59 | 146 | 0 | 0 | 3 | 273 | 39 | 5 | 44 | 1 | 0 | 0 | 0 | 0 | 0 | 0 | 0 | 0 | 0 | 1 | 0 | 0
| CIRCLE TOTAL |  |  |  | 291 | 228 | 19009 | 0 | 3074 | 8 | 19536 | 1097 | 610 | 1707 | 15 | 17 | 86 | 0 | 0 | 0 | 0 | 0 | 0 | 9 | 38 | 0 | 0
| KALYAN CIRCLE - II | Kalyan Circle No-II | Com.Str.Netivali | W399 |  |  | 3961 |  |  | 0 | 3961 | 0 | 0 | 0 | 18 | 0 | 0 | 0 |  |  |  | 0 | 0 | 0 | 0 |  | 0
|  |  | Kalyan Circle No | C545 |  |  | 0 |  |  | 0 | 0 | 0 | 0 | 0 |  | 0 | 0 | 0 |  |  |  | 0 | 0 | 12 | 2 |  | 0
|  |  | KalyanII Testing | T545 |  |  | 0 |  |  | 0 | 0 | 0 | 0 | 0 |  | 0 | 0 | 0 |  |  |  | 0 | 0 | 2 | 19 |  | 0
|  | Kalyan Rural Division | Badlapur (E) U S | S149 |  | 36 | 1 |  |  | 0 | 37 | 24 | 0 | 24 |  | 0 | 0 | 0 |  |  |  | 0 | 0 | 0 | 1 |  | 0
|  |  | BADLAPUR (W) S/D | S755 |  |  | 0 |  |  | 0 | 0 | 66 | 0 | 66 |  | 0 | 0 | 0 |  |  |  | 0 | 0 | 0 | 1 |  | 0
|  |  | Badlapur Gaon | 7552 | 1 | 14 | 7 |  | 34 | 0 | 22 | 2 | 3 | 5 |  | 0 | 0 | 0 |  |  |  | 0 | 0 | 0 | 0 |  | 0
|  |  | DHASAI | 1504 |  | 8 | 0 |  | 7 | 0 | 8 | 0 | 0 | 0 |  | 0 | 0 | 0 |  |  |  | 0 | 0 | 0 | 0 |  | 0
|  |  | Goveli | 5392 |  |  | 0 |  |  | 0 | 0 | 3 | 1 | 4 |  | 0 | 0 | 0 |  |  |  | 0 | 0 | 0 | 0 |  | 0
|  |  | Kalyan Construct | S539 |  |  | 20 |  |  | 0 | 20 | 10 | 0 | 10 |  | 0 | 0 | 0 |  |  |  | 0 | 0 | 0 | 3 |  | 0
|  |  | Kalyan R Div | D003 |  |  | 0 |  |  | 0 | 0 | 107 | 0 | 107 | 2 | 0 | 2 | 0 |  |  |  | 0 | 0 | 0 | 3 |  | 0
|  |  | kasara | 1531 |  |  | 0 |  |  | 0 | 0 | 2 | 0 | 2 |  | 0 | 0 | 0 |  |  |  | 0 | 0 | 0 | 0 |  | 0
|  |  | Khadavali | 5393 | 3 | 3 | 31 |  |  | 0 | 37 | 0 | 0 | 0 |  | 0 | 0 | 0 |  |  |  | 0 | 0 | 0 | 0 |  | 0
|  |  | KHARDI | 1536 | 1 |  | 1 |  |  | 0 | 2 | 4 | 0 | 4 |  | 0 | 0 | 0 |  |  |  | 0 | 0 | 0 | 0 |  | 0
|  |  | Kinhavali | 1532 | 12 | 8 | 1 |  | 1 | 3 | 24 | 2 | 2 | 4 |  | 0 | 0 | 0 |  |  |  | 0 | 0 | 0 | 0 |  | 0
|  |  | Kon | 5395 |  |  | 11 |  |  | 0 | 11 | 2 | 0 | 2 |  | 0 | 0 | 0 |  |  |  | 0 | 0 | 0 | 0 |  | 0
|  |  | kulgaon1 | 1491 |  | 1 | 2 |  | 1 | 0 | 3 | 4 | 0 | 4 |  | 0 | 0 | 0 |  |  |  | 0 | 0 | 0 | 0 |  | 0
|  |  | kulgaon2 | 1492 | 3 | 3 | 0 |  |  | 0 | 6 | 2 | 0 | 2 |  | 0 | 0 | 0 |  |  |  | 0 | 0 | 0 | 0 |  | 0
|  |  | kulgaon3 | 1493 | 1 | 1 | 0 |  | 3 | 0 | 2 | 6 | 0 | 6 |  | 1 | 0 | 0 |  |  |  | 0 | 0 | 0 | 0 |  | 0
|  |  | kulgaonr | 1494 | 1 | 5 | 0 | 1 |  | 0 | 6 | 1 | 0 | 1 |  | 0 | 0 | 0 |  |  |  | 0 | 0 | 0 | 0 |  | 0
|  |  | MANDA | 5391 |  |  | 1 |  |  | 0 | 1 | 2 | 2 | 4 |  | 0 | 0 | 0 |  |  |  | 0 | 0 | 0 | 0 |  | 0
|  |  | Manjarli | 7551 | 8 | 10 | 0 |  | 4 | 0 | 18 | 7 | 0 | 7 | 1 | 0 | 0 | 0 |  |  |  | 0 | 0 | 0 | 0 |  | 0
|  |  | Manjarli II Baza | 7553 |  |  | 0 |  | 1 | 0 | 0 | 6 | 0 | 6 | 1 | 0 | 0 | 0 |  |  |  | 0 | 0 | 0 | 0 |  | 0
|  |  | Mharal | 5394 |  | 3 | 6 |  |  | 0 | 9 | 4 | 0 | 4 | 1 | 0 | 0 | 0 |  |  |  | 0 | 0 | 0 | 0 |  | 0
|  |  | MURBAD R | 1502 | 12 | 54 | 0 |  |  | 1 | 67 | 8 | 1 | 9 | 1 | 0 | 0 | 0 |  |  |  | 0 | 0 | 0 | 0 |  | 0
|  |  | Murbad SDV | S150 | 19 | 2 | 0 |  |  | 0 | 21 | 37 | 0 | 37 |  | 0 | 0 | 0 |  |  |  | 0 | 0 | 0 | 7 |  | 0
|  |  | MURBAD URBAN | 1501 | 7 | 8 | 0 |  |  | 0 | 15 | 3 | 0 | 3 |  | 0 | 0 | 0 |  |  |  | 0 | 0 | 0 | 0 |  | 0
|  |  | SARALGAON | 1503 |  | 3 | 0 |  |  | 0 | 3 | 1 | 0 | 1 |  | 0 | 0 | 0 |  |  |  | 0 | 0 | 0 | 0 |  | 0
|  |  | Shahapur | 1533 | 4 | 7 | 0 |  |  | 0 | 11 | 6 | 1 | 7 |  | 0 | 0 | 0 |  |  |  | 0 | 0 | 0 | 0 |  | 0
|  |  | Shahapur SDV | S153 |  | 1 | 0 |  |  | 0 | 1 | 51 | 5 | 56 |  | 0 | 0 | 0 |  |  |  | 0 | 0 | 0 | 10 |  | 0
|  |  | Shahapur(R) | 1534 | 12 | 2 | 0 |  |  | 1 | 15 | 3 | 0 | 3 | 1 | 0 | 0 | 0 |  |  |  | 0 | 0 | 0 | 0 |  | 0
|  |  | SHENAVA | 1537 | 13 | 6 | 2 |  | 1 | 1 | 22 | 23 | 1 | 24 | 1 | 0 | 0 | 0 |  |  |  | 0 | 0 | 0 | 0 |  | 0
|  |  | SHIROSHI | 1505 | 16 | 1 | 0 |  |  | 0 | 17 | 0 | 0 | 0 |  | 0 | 0 | 0 |  |  |  | 0 | 0 | 0 | 0 |  | 0
|  |  | Washind | 1535 | 11 | 5 | 1 |  |  | 0 | 17 | 3 | 0 | 3 |  | 0 | 0 | 0 |  |  |  | 0 | 0 | 0 | 0 |  | 0
|  | DIVISION TOTAL |  |  | 124 | 181 | 84 | 1 | 52 | 6 | 395 | 389 | 16 | 405 | 8 | 1 | 2 | 0 | 0 | 0 | 0 | 0 | 0 | 0 | 25 | 0 | 0
|  | Ulhasnagar Division No-I | section no 1 | 1701 | 10 | 18 | 1 |  |  | 0 | 29 | 39 | 1 | 40 |  | 0 | 0 | 0 |  |  |  | 0 | 0 | 0 | 0 |  | 0
|  |  | section no 1 | 1711 | 47 | 31 | 0 |  |  | 0 | 78 | 2 | 0 | 2 |  | 1 | 0 | 0 |  |  |  | 0 | 0 | 0 | 0 |  | 0
|  |  | section no 2 | 1702 | 3 | 2 | 0 |  |  | 0 | 5 | 40 | 0 | 40 |  | 0 | 0 | 0 |  |  |  | 0 | 0 | 0 | 0 |  | 0
|  |  | section no 2 | 1712 | 2 | 26 | 0 |  |  | 0 | 28 | 4 | 0 | 4 |  | 0 | 0 | 0 |  |  |  | 0 | 0 | 0 | 0 |  | 0
|  |  | section no 2 | 1722 | 1 |  | 1 |  |  | 0 | 2 | 13 | 4 | 17 | 1 | 1 | 0 | 0 |  |  |  | 0 | 0 | 0 | 0 |  | 0
|  |  | Section No 3 | 1713 |  | 5 | 0 |  |  | 0 | 5 | 5 | 0 | 5 |  | 0 | 0 | 0 |  |  |  | 0 | 0 | 0 | 0 |  | 0
|  |  | section No.3 | 1723 | 1 |  | 0 |  |  | 0 | 1 | 2 | 0 | 2 |  | 0 | 0 | 0 |  |  |  | 0 | 0 | 0 | 0 |  | 0
|  |  | Section-01 | 1721 |  |  | 0 |  |  | 0 | 0 | 2 | 0 | 2 |  | 0 | 0 | 0 |  |  |  | 0 | 0 | 0 | 0 |  | 0
|  |  | Ulhasnagar Div I | D402 |  | 110 | 4 |  | 23 | 0 | 114 | 71 | 0 | 71 |  | 132 | 54 | 0 | 10 |  |  | 0 | 0 | 0 | 0 |  | 0
|  |  | Ulhasnagar II | S171 |  |  | 0 |  |  | 0 | 0 | 30 | 0 | 30 |  | 2 | 0 | 0 |  |  |  | 0 | 0 | 0 | 0 |  | 0
|  |  | Ulhasnagar III | S172 | 2 | 12 | 0 |  |  | 0 | 14 | 67 | 0 | 67 |  | 0 | 3 | 0 |  |  |  | 0 | 0 | 0 | 0 |  | 0
|  | DIVISION TOTAL |  |  | 66 | 204 | 6 | 0 | 23 | 0 | 276 | 275 | 5 | 280 | 1 | 136 | 57 | 0 | 10 | 0 | 0 | 0 | 0 | 0 | 0 | 0 | 0
|  | Ulhasnagar Division No-II | Ambernath (East) | S754 |  | 2 | 0 |  |  | 0 | 2 | 31 | 0 | 31 |  | 0 | 0 | 0 |  |  |  | 0 | 0 | 0 | 0 |  | 0
|  |  | Ambernath (West) | S175 |  |  | 0 |  |  | 0 | 0 | 15 | 0 | 15 |  | 0 | 0 | 0 |  |  |  | 0 | 0 | 0 | 0 |  | 0
|  |  | Anand Nagar | 7542 | 1 |  | 0 |  |  | 0 | 1 | 8 | 0 | 8 | 4 | 6 | 3 | 0 |  |  |  | 0 | 0 | 0 | 0 |  | 0
|  |  | B-Cabin Road | 7543 |  | 2 | 0 |  |  | 0 | 2 | 2 | 0 | 2 |  | 0 | 0 | 0 |  |  |  | 0 | 0 | 0 | 0 |  | 0
|  |  | Bhatia section | 1741 | 1 |  | 2 |  | 4 | 0 | 3 | 2 | 0 | 2 |  | 0 | 0 | 0 |  |  |  | 0 | 0 | 0 | 0 |  | 0
|  |  | kansai | 7541 |  |  | 0 |  |  | 0 | 0 | 1 | 0 | 1 |  | 0 | 0 | 0 |  |  |  | 0 | 0 | 0 | 0 |  | 0
|  |  | KHUNTAWALI | 1754 | 1 |  | 1 |  |  | 0 | 2 | 1 | 0 | 1 |  | 0 | 0 | 0 |  |  |  | 0 | 0 | 0 | 0 |  | 0
|  |  | LALCHAKKI | 1732 | 4 | 1 | 2 |  | 3 | 0 | 7 | 3 | 0 | 3 |  | 0 | 0 | 0 |  |  |  | 0 | 0 | 0 | 0 |  | 0
|  |  | NAGRANI | 1733 | 12 | 1 | 0 |  |  | 0 | 13 | 6 | 0 | 6 |  | 0 | 0 | 0 |  |  |  | 0 | 0 | 0 | 0 |  | 0
|  |  | NEW COLONY | 1753 | 1 | 2 | 0 |  |  | 0 | 3 | 3 | 0 | 3 | 1 | 0 | 0 | 0 |  |  |  | 0 | 0 | 0 | 0 |  | 0
|  |  | Prabharam | 1742 | 2 | 1 | 0 |  |  | 0 | 3 | 4 | 0 | 4 |  | 0 | 0 | 0 |  |  |  | 0 | 0 | 0 | 0 |  | 0
|  |  | Shivaji Nagar | 7545 | 2 | 3 | 0 |  |  | 0 | 5 | 0 | 0 | 0 |  | 0 | 0 | 0 |  |  |  | 0 | 0 | 0 | 0 |  | 0
|  |  | SHIVMARKET | 1752 |  |  | 0 |  | 3 | 0 | 0 | 1 | 0 | 1 | 3 | 0 | 0 | 0 |  |  |  | 0 | 0 | 0 | 0 |  | 0
|  |  | Ulhasnagar Di II | D403 | 1 | 1 | 4 |  | 1 | 5 | 11 | 110 | 2 | 112 | 9 | 93 | 3 | 0 | 10 |  |  | 0 | 0 | 0 | 9 |  | 0
|  |  | ULHASNAGAR IV | S173 |  |  | 0 |  |  | 0 | 0 | 33 | 0 | 33 |  | 0 | 0 | 0 |  |  |  | 0 | 0 | 0 | 0 |  | 0
|  |  | Ulhasnagar V | S174 |  |  | 0 |  |  | 0 | 0 | 1 | 0 | 1 |  | 0 | 0 | 0 |  |  |  | 0 | 0 | 0 | 0 |  | 0
|  |  | Vadavali | 7544 |  |  | 0 |  |  | 0 | 0 | 3 | 0 | 3 |  | 0 | 0 | 0 |  |  |  | 0 | 0 | 0 | 0 |  | 0
|  |  | VENUS | 1731 | 18 | 4 | 0 |  |  | 0 | 22 | 13 | 1 | 14 | 1 | 0 | 0 | 0 |  |  |  | 0 | 0 | 0 | 0 |  | 0
|  |  | WANDRAPADA | 1751 |  |  | 1 |  | 3 | 0 | 1 | 1 | 0 | 1 | 1 | 0 | 0 | 0 |  |  |  | 0 | 0 | 0 | 0 |  | 0
|  | DIVISION TOTAL |  |  | 43 | 17 | 10 | 0 | 14 | 5 | 75 | 238 | 3 | 241 | 19 | 99 | 6 | 0 | 10 | 0 | 0 | 0 | 0 | 0 | 9 | 0 | 0
| CIRCLE TOTAL |  |  |  | 233 | 402 | 4061 | 1 | 89 | 11 | 4707 | 902 | 24 | 926 | 46 | 236 | 65 | 0 | 20 | 0 | 0 | 0 | 0 | 14 | 55 | 0 | 0
| PALGHAR (MINI) CIRCLE | PALGHAR (MINI) CIRCLE | Com.Str.Netivali | W399 |  |  | 0 |  |  | 0 | 0 | 0 | 0 | 0 | 15 | 0 | 0 | 0 |  |  |  | 0 | 0 | 0 | 0 |  | 0
|  |  | Comm.Str.Palghar | W543 |  |  | 0 |  | 14 | 0 | 0 | 0 | 0 | 0 |  | 0 | 0 | 0 |  |  |  | 0 | 0 | 0 | 0 |  | 0
|  | Palghar Division | AGARWADI | 1643 | 1 |  | 0 |  |  | 0 | 1 | 0 | 0 | 0 |  | 0 | 0 | 0 |  |  |  | 0 | 0 | 0 | 0 |  | 0
|  |  | ASHAGAD | 1608 | 10 | 2 | 3 |  |  | 0 | 15 | 6 | 1 | 7 |  | 0 | 0 | 0 |  |  |  | 0 | 0 | 0 | 0 |  | 0
|  |  | BOISAR | 1591 |  |  | 0 |  |  | 0 | 0 | 0 | 1 | 1 |  | 0 | 0 | 0 |  |  |  | 0 | 0 | 0 | 0 |  | 0
|  |  | Boisar R SDV | S159 |  | 2 | 0 |  | 1 | 0 | 2 | 34 | 2 | 36 |  | 0 | 0 | 0 |  |  |  | 0 | 0 | 0 | 0 |  | 0
|  |  | BORDI | 1607 | 6 |  | 0 |  |  | 0 | 6 | 5 | 0 | 5 |  | 0 | 0 | 0 |  |  |  | 0 | 0 | 0 | 0 |  | 0
|  |  | CHAROTI | 1609 | 26 |  | 18 |  | 1 | 4 | 48 | 1 | 0 | 1 |  | 0 | 0 | 0 |  |  |  | 0 | 0 | 0 | 0 |  | 0
|  |  | DAHANU (R) | 1603 | 7 | 1 | 0 |  |  | 0 | 8 | 4 | 0 | 4 |  | 0 | 0 | 0 |  |  |  | 0 | 0 | 0 | 0 |  | 0
|  |  | DAHANU (U) | 1602 | 6 |  | 1 |  | 1 | 0 | 7 | 2 | 1 | 3 |  | 0 | 0 | 0 |  |  |  | 0 | 0 | 0 | 0 |  | 0
|  |  | DAHANU GAON | 1605 |  |  | 1 |  |  | 0 | 1 | 1 | 0 | 1 |  | 0 | 0 | 0 |  |  |  | 0 | 0 | 0 | 0 |  | 0
|  |  | Dahanu SDV | S160 | 14 | 13 | 6 |  |  | 0 | 33 | 38 | 0 | 38 |  | 0 | 0 | 0 |  |  |  | 0 | 0 | 0 | 0 |  | 0
|  |  | DELWADI | 1595 | 2 |  | 0 |  |  | 0 | 2 | 1 | 0 | 1 |  | 0 | 0 | 0 |  |  |  | 0 | 0 | 0 | 0 |  | 0
|  |  | JAWHAR (U) | 1611 |  |  | 0 |  |  | 0 | 0 | 21 | 0 | 21 |  | 0 | 0 | 0 |  |  |  | 0 | 0 | 0 | 0 |  | 0
|  |  | KASA | 160A | 38 |  | 0 |  | 17 | 0 | 38 | 0 | 1 | 1 |  | 0 | 0 | 0 |  |  |  | 0 | 0 | 0 | 0 |  | 0
|  |  | KELWA | 1644 |  | 1 | 0 |  |  | 0 | 1 | 0 | 0 | 0 |  | 0 | 0 | 0 |  |  |  | 0 | 0 | 0 | 0 |  | 0
|  |  | KOSBAD | 1604 | 17 | 6 | 8 |  |  | 1 | 32 | 2 | 0 | 2 |  | 0 | 0 | 0 |  |  |  | 0 | 0 | 0 | 0 |  | 0
|  |  | MALYAL (E) | 1601 | 3 | 1 | 0 |  |  | 0 | 4 | 0 | 0 | 0 |  | 0 | 0 | 0 |  |  |  | 0 | 0 | 0 | 0 |  | 0
|  |  | MANOR | 1628 |  | 5 | 0 |  |  | 0 | 5 | 4 | 0 | 4 |  | 0 | 0 | 0 |  |  |  | 0 | 0 | 0 | 0 |  | 0
|  |  | MASWAN | 1627 |  |  | 0 |  |  | 0 | 0 | 16 | 0 | 16 |  | 0 | 0 | 0 |  |  |  | 0 | 0 | 0 | 0 |  | 0
|  |  | MIDC | 1631 |  |  | 0 |  |  | 0 | 0 | 1 | 1 | 2 |  | 0 | 0 | 0 |  |  |  | 0 | 0 | 0 | 0 |  | 0
|  |  | MOKHADA SECTION | 8241 |  | 12 | 0 |  |  | 0 | 12 | 10 | 0 | 10 |  | 0 | 0 | 0 |  |  |  | 0 | 0 | 0 | 0 |  | 0
|  |  | NARPAD | 1606 | 12 | 10 | 6 |  |  | 1 | 29 | 0 | 0 | 0 |  | 0 | 0 | 0 |  |  |  | 0 | 0 | 0 | 0 |  | 0
|  |  | PALGHAR (EAST) | 1623 |  |  | 0 |  |  | 0 | 0 | 1 | 0 | 1 |  | 0 | 0 | 0 |  |  |  | 0 | 0 | 0 | 0 |  | 0
|  |  | PALGHAR (R) | 1622 |  |  | 0 |  |  | 0 | 0 | 0 | 2 | 2 |  | 0 | 0 | 0 |  |  |  | 0 | 0 | 0 | 0 |  | 0
|  |  | PALGHAR (WEST) | 1621 |  |  | 4 |  |  | 0 | 4 | 3 | 0 | 3 | 1 | 0 | 0 | 0 |  |  |  | 0 | 0 | 0 | 0 |  | 0
|  |  | Palghar Div | D543 |  |  | 0 |  |  | 0 | 0 | 195 | 0 | 195 |  | 0 | 0 | 0 | 10 |  |  | 0 | 0 | 0 | 5 |  | 0
|  |  | Palghar SDV | S162 |  | 3 | 0 |  |  | 0 | 3 | 0 | 0 | 0 |  | 0 | 0 | 0 |  |  |  | 0 | 0 | 0 | 0 |  | 0
|  |  | PASTHAL | 1632 |  |  | 0 |  |  | 1 | 1 | 0 | 0 | 0 |  | 0 | 0 | 0 |  |  |  | 0 | 0 | 0 | 0 |  | 0
|  |  | RAMBAUG | 1642 |  |  | 0 |  | 1 | 0 | 0 | 0 | 0 | 0 |  | 0 | 0 | 0 |  |  |  | 0 | 0 | 0 | 0 |  | 0
|  |  | SARAVALI | 1592 | 0 | 0 | 0 | 0 | 0 | 0 | 0 | 0 | 0 | 0 |  | 0 | 0 | 0 |  |  |  | 0 | 0 | 0 | 0 |  | 0
|  |  | SATPATI | 1625 | 11 | 7 | 10 |  |  | 1 | 29 | 4 | 0 | 4 |  | 0 | 0 | 0 |  |  |  | 0 | 0 | 0 | 0 |  | 0
|  |  | SAWARKHAND | 1626 | 1 | 3 | 2 |  |  | 0 | 6 | 13 | 0 | 13 |  | 0 | 0 | 0 |  |  |  | 0 | 0 | 0 | 0 |  | 0
|  |  | TALASARI-I | 1651 | 77 | 14 | 2 |  |  | 0 | 93 | 2 | 0 | 2 |  | 0 | 0 | 0 |  |  |  | 0 | 0 | 0 | 0 |  | 0
|  |  | TALASARI-II | 1652 | 6 | 9 | 0 |  |  | 5 | 20 | 5 | 0 | 5 |  | 0 | 0 | 0 |  |  |  | 0 | 0 | 0 | 0 |  | 0
|  |  | VANGAON | 1596 |  |  | 0 |  | 0 | 0 | 0 | 0 | 0 | 0 |  | 0 | 0 | 0 |  |  |  | 0 | 0 | 0 | 0 |  | 0
|  |  | Vendor Store Loc | V001 |  |  | 0 |  |  | 0 | 0 | 0 | 1 | 1 |  | 0 | 0 | 0 |  |  |  | 0 | 0 | 0 | 0 |  | 0
|  |  | VIKRAMGAD | 8251 | 8 | 32 | 5 |  |  | 0 | 45 | 0 | 0 | 0 |  | 0 | 0 | 0 |  |  |  | 0 | 0 | 0 | 0 |  | 0
|  |  | AMBADI | 1581 | 22 | 59 | 9 |  |  | 4 | 94 | 4 | 1 | 5 |  | 1 | 0 | 0 |  |  |  | 0 | 0 | 0 | 0 |  | 0
|  |  | DEWANMAN | 6975 | 11 |  | 1 |  |  | 0 | 12 | 8 | 0 | 8 |  | 0 | 0 | 0 |  |  |  | 0 | 0 | 0 | 0 |  | 0
|  |  | GIRIJ | 1564 | 1 | 65 | 0 |  |  | 0 | 66 | 0 | 0 | 0 |  | 0 | 0 | 0 |  |  |  | 0 | 0 | 0 | 0 |  | 0
|  |  | GOKHIWARE-I | 1554 |  |  | 0 |  |  | 0 | 0 | 0 | 11 | 11 |  | 0 | 0 | 0 |  |  |  | 0 | 0 | 0 | 0 |  | 0
|  |  | GOKHIWARE-II | 1557 |  |  | 0 |  |  | 1 | 1 | 0 | 2 | 2 |  | 0 | 0 | 0 |  |  |  | 0 | 0 | 0 | 0 |  | 0
|  |  | GOKHIWARE-III | 1558 | 1 | 44 | 6 |  |  | 12 | 63 | 0 | 0 | 0 |  | 0 | 0 | 0 |  |  |  | 0 | 0 | 0 | 0 |  | 0
|  |  | GORHA | 1584 | 66 | 23 | 1 |  |  | 8 | 98 | 10 | 0 | 10 |  | 0 | 0 | 0 |  |  |  | 0 | 0 | 0 | 0 |  | 0
|  |  | JUCHANDRA | 1551 | 2 | 2 | 1 |  |  | 8 | 13 | 0 | 1 | 1 |  | 0 | 0 | 0 |  |  |  | 0 | 0 | 0 | 0 |  | 0
|  |  | KAULAR | 1565 | 15 | 200 | 0 |  |  | 0 | 215 | 2 | 0 | 2 |  | 0 | 0 | 0 |  |  |  | 0 | 0 | 0 | 0 |  | 0
|  |  | KHANIVALI | 1585 | 111 | 19 | 29 |  |  | 2 | 161 | 4 | 0 | 4 |  | 0 | 0 | 0 |  |  |  | 0 | 0 | 0 | 0 |  | 0
|  |  | KOLHI | 1553 |  |  | 0 |  |  | 0 | 0 | 1 | 11 | 12 | 1 | 0 | 0 | 0 |  |  |  | 0 | 0 | 0 | 0 |  | 0
|  |  | KUDUS | 1582 | 23 | 35 | 2 |  |  | 3 | 63 | 6 | 0 | 6 |  | 3 | 0 | 0 |  |  |  | 0 | 0 | 0 | 0 |  | 0
|  |  | MANIKPUR-I | 6971 | 41 | 1 | 0 |  |  | 0 | 42 | 3 | 1 | 4 |  | 0 | 0 | 0 |  |  |  | 0 | 0 | 0 | 0 |  | 0
|  |  | MANIKPUR-II | 6972 | 13 | 4 | 0 |  |  | 18 | 35 | 11 | 4 | 15 |  | 0 | 0 | 0 |  |  |  | 0 | 0 | 0 | 0 |  | 0
|  |  | MULGAON | 1568 | 8 | 15 | 0 |  |  | 0 | 23 | 0 | 0 | 0 |  | 0 | 0 | 0 |  |  |  | 0 | 0 | 0 | 0 |  | 0
|  |  | NAIGAON | 1567 | 29 | 35 | 0 |  |  | 1 | 65 | 2 | 0 | 2 |  | 0 | 0 | 0 |  |  |  | 0 | 0 | 0 | 0 |  | 0
|  |  | NAVGHAR | 1552 | 5 | 3 | 9 |  |  | 6 | 23 | 0 | 0 | 0 | 1 | 0 | 0 | 0 |  |  |  | 0 | 0 | 0 | 0 |  | 0
|  |  | NAVGHAR-I | 6973 | 198 | 6 | 3 |  |  | 2 | 209 | 7 | 2 | 9 |  | 0 | 0 | 0 |  |  |  | 0 | 0 | 0 | 0 |  | 0
|  |  | NAVGHAR-II | 6974 |  | 13 | 1 |  |  | 0 | 14 | 4 | 0 | 4 |  | 0 | 0 | 0 |  |  |  | 0 | 0 | 0 | 0 |  | 0
|  |  | SANDOR | 1566 | 1 | 17 | 0 |  |  | 0 | 18 | 3 | 0 | 3 |  | 0 | 0 | 0 |  |  |  | 0 | 0 | 0 | 0 |  | 0
|  |  | SATIWALI-I | 1556 | 5 | 12 | 6 |  | 11 | 1 | 24 | 1 | 28 | 29 | 1 | 0 | 0 | 0 |  |  |  | 0 | 0 | 0 | 0 |  | 0
|  |  | SATIWALI-II | 1559 | 2 | 1 | 1 |  | 2 | 0 | 4 | 1 | 14 | 15 | 4 | 0 | 0 | 0 |  |  |  | 0 | 0 | 0 | 0 |  | 0
|  |  | UMELMAN | 1569 | 6 | 62 | 0 |  |  | 0 | 68 | 0 | 0 | 0 |  | 0 | 0 | 0 |  |  |  | 0 | 0 | 0 | 0 |  | 0
|  |  | Vasai Div | D434 |  |  | 2 |  |  | 1 | 3 | 22 | 233 | 255 |  | 0 | 0 | 0 |  |  |  | 0 | 0 | 0 | 3 |  | 0
|  |  | Vasai Road East | S155 |  | 3 | 18 |  |  | 0 | 21 | 0 | 71 | 71 | 10 | 0 | 0 | 0 |  |  |  | 0 | 0 | 0 | 0 |  | 0
|  |  | Vasai Road West | S697 | 80 | 102 | 0 |  |  | 0 | 182 | 10 | 12 | 22 |  | 0 | 0 | 0 |  |  |  | 0 | 0 | 0 | 0 |  | 0
|  |  | Vasai U SDV | S156 | 10 |  | 0 |  |  | 0 | 10 | 58 | 2 | 60 |  | 0 | 0 | 0 |  |  |  | 0 | 0 | 0 | 0 |  | 0
|  |  | VASAI-I | 1561 | 159 | 57 | 8 |  | 10 | 3 | 227 | 3 | 4 | 7 | 1 | 0 | 0 | 0 |  |  |  | 0 | 0 | 0 | 0 |  | 0
|  |  | VASAI-II | 1562 | 8 | 29 | 0 |  |  | 1 | 38 | 4 | 0 | 4 |  | 0 | 0 | 0 |  |  |  | 0 | 0 | 0 | 0 |  | 0
|  |  | VASAI-III | 1563 | 10 | 23 | 0 |  |  | 0 | 33 | 2 | 0 | 2 |  | 0 | 0 | 0 |  |  |  | 0 | 0 | 0 | 0 |  | 0
|  |  | WADA (R) | 1586 | 3 | 8 | 10 |  |  | 0 | 21 | 26 | 1 | 27 |  | 0 | 0 | 0 |  |  |  | 0 | 0 | 0 | 0 |  | 0
|  |  | WADA (U) | 1583 | 5 | 37 | 11 |  | 2 | 1 | 54 | 5 | 0 | 5 |  | 0 | 0 | 0 |  |  |  | 0 | 0 | 0 | 0 |  | 0
|  |  | Wada SDV | S158 |  | 16 | 0 |  |  | 0 | 16 | 26 | 10 | 36 |  | 2 | 0 | 0 |  |  |  | 0 | 0 | 0 | 0 |  | 0
|  |  | WALIV | 1555 | 23 | 10 | 63 |  | 110 | 12 | 108 | 2 | 16 | 18 | 4 | 0 | 0 | 0 |  |  |  | 0 | 0 | 0 | 0 |  | 0
|  | DIVISION TOTAL |  |  | 1103 | 1022 | 247 | 0 | 156 | 97 | 2469 | 594 | 434 | 1028 | 23 | 6 | 0 | 0 | 10 | 0 | 0 | 0 | 0 | 0 | 8 | 0 | 0
| CIRCLE TOTAL |  |  |  | 1103 | 1022 | 247 | 0 | 170 | 97 | 2469 | 594 | 434 | 1028 | 38 | 6 | 0 | 0 | 10 | 0 | 0 | 0 | 0 | 0 | 8 | 0 | 0
| VASAI CIRCLE | Vasai Circle | Com.Str.Netivali | W399 |  |  | 0 |  |  | 0 | 0 | 0 | 0 | 0 | 92 | 0 | 0 | 0 |  |  |  | 0 | 0 | 0 | 0 |  | 0
|  |  | Comm.Str.Palghar | W543 |  |  | 68508 |  | 491 | 0 | 68508 | 700 | 0 | 700 |  | 0 | 0 | 0 |  |  |  | 0 | 0 | 0 | 0 |  | 0
|  |  | Vasai Testing | T540 |  |  | 0 |  |  | 0 | 0 | 0 | 0 | 0 |  | 0 | 0 | 0 |  |  |  | 0 | 0 | 0 | 7 |  | 0
|  | Virar Division |  | 0437 |  |  | 0 |  |  | 0 | 0 | 0 | 1 | 1 |  | 0 | 0 | 0 |  |  |  | 0 | 0 | 0 | 0 |  | 0
|  |  | ACHOLE S/DN | S867 |  |  | 0 |  |  | 0 | 0 | 24 | 1 | 25 |  | 0 | 0 | 0 |  |  |  | 0 | 0 | 0 | 0 |  | 0
|  |  | ACHOLE-I (A) | 8675 |  |  | 0 |  |  | 0 | 0 | 5 | 0 | 5 |  | 0 | 0 | 0 |  |  |  | 0 | 0 | 0 | 0 |  | 0
|  |  | ACHOLE-I (B) | 8676 | 2 |  | 0 |  |  | 0 | 2 | 0 | 0 | 0 |  | 0 | 0 | 0 |  |  |  | 0 | 0 | 0 | 0 |  | 0
|  |  | ACHOLE-II (A) | 8677 | 2 |  | 0 |  |  | 0 | 2 | 2 | 0 | 2 |  | 0 | 0 | 0 |  |  |  | 0 | 0 | 0 | 0 |  | 0
|  |  | ACHOLE-II (B) | 8678 | 1 |  | 2 |  |  | 0 | 3 | 0 | 0 | 0 |  | 0 | 0 | 0 |  |  |  | 0 | 0 | 0 | 0 |  | 0
|  |  | AGASHI | 1541 | 1 | 1 | 0 |  |  | 0 | 2 | 1 | 0 | 1 |  | 0 | 0 | 0 |  |  |  | 0 | 0 | 0 | 0 |  | 0
|  |  | ARNALA | 1544 | 22 | 10 | 1 |  | 3 | 0 | 33 | 2 | 2 | 4 | 1 | 0 | 0 | 0 |  |  |  | 0 | 0 | 0 | 0 |  | 0
|  |  | BAZARWARD | 7061 | 3 |  | 4 |  | 23 | 1 | 8 | 1 | 0 | 1 |  | 0 | 0 | 0 |  |  |  | 0 | 0 | 0 | 0 |  | 0
|  |  | BOLINJ | 1542 | 11 |  | 1 |  |  | 0 | 12 | 2 | 5 | 7 | 3 | 0 | 0 | 0 |  |  |  | 0 | 0 | 0 | 0 |  | 0
|  |  | GANESHPURI | 7067 | 1 |  | 0 |  | 1 | 0 | 1 | 0 | 0 | 0 |  | 0 | 0 | 0 |  |  |  | 0 | 0 | 0 | 0 |  | 0
|  |  | KANER | 7065 | 7 |  | 0 |  |  | 0 | 7 | 27 | 2 | 29 |  | 0 | 0 | 0 |  |  |  | 0 | 0 | 0 | 0 |  | 0
|  |  | Nalasopara (East | S708 |  |  | 0 |  |  | 0 | 0 | 29 | 0 | 29 |  | 0 | 0 | 0 |  |  |  | 0 | 0 | 0 | 0 |  | 0
|  |  | Nalasopara (West | S157 |  |  | 0 |  |  | 0 | 0 | 30 | 0 | 30 |  | 0 | 0 | 0 |  |  |  | 0 | 0 | 0 | 0 |  | 0
|  |  | NILEGAON-2 | 1573 |  | 2 | 0 |  |  | 1 | 3 | 1 | 0 | 1 |  | 0 | 0 | 0 |  |  | 6 | 6 | 0 | 0 | 0 |  | 0
|  |  | NILGAON-1 | 1572 |  |  | 0 |  |  | 0 | 0 | 5 | 0 | 5 |  | 0 | 0 | 0 |  |  | 8 | 8 | 0 | 0 | 0 |  | 0
|  |  | NILMORE | 1571 |  | 2 | 1 |  |  | 0 | 3 | 1 | 0 | 1 |  | 0 | 0 | 0 |  |  | 8 | 8 | 0 | 0 | 0 |  | 0
|  |  | NIRMAL | 1575 | 1 | 6 | 0 |  |  | 0 | 7 | 0 | 0 | 0 |  | 0 | 0 | 0 |  |  | 6 | 6 | 0 | 0 | 0 |  | 0
|  |  | PAROL | 7066 | 2 |  | 0 |  |  | 0 | 2 | 3 | 1 | 4 |  | 0 | 0 | 0 |  |  |  | 0 | 0 | 0 | 0 |  | 0
|  |  | PHOOLPADA-I | 7062 |  | 1 | 0 |  |  | 0 | 1 | 1 | 0 | 1 |  | 0 | 0 | 0 |  |  |  | 0 | 0 | 0 | 0 |  | 0
|  |  | PHOOLPADA-II | 7063 |  | 6 | 4 |  |  | 4 | 14 | 7 | 4 | 11 |  | 0 | 0 | 0 |  |  |  | 0 | 0 | 0 | 0 |  | 0
|  |  | SANTOSH BHUVAN | 7089 |  |  | 0 |  |  | 0 | 0 | 2 | 0 | 2 |  | 0 | 0 | 0 |  |  | 14 | 14 | 0 | 0 | 0 |  | 0
|  |  | TULINJ-I | 7081 |  | 3 | 0 |  |  | 0 | 3 | 0 | 0 | 0 |  | 0 | 0 | 0 |  |  | 12 | 12 | 0 | 0 | 0 |  | 0
|  |  | TULINJ-II | 8672 | 2 | 1 | 0 |  |  | 0 | 3 | 1 | 0 | 1 |  | 0 | 0 | 0 |  |  |  | 0 | 0 | 0 | 0 |  | 0
|  |  | UMRALE | 1574 | 3 | 1 | 0 |  |  | 0 | 4 | 1 | 0 | 1 |  | 0 | 0 | 0 |  |  | 6 | 6 | 0 | 0 | 0 |  | 0
|  |  | VATAR | 1576 | 1 |  | 0 |  |  | 1 | 2 | 0 | 0 | 0 |  | 0 | 0 | 0 |  |  | 6 | 6 | 0 | 0 | 0 |  | 0
|  |  | VIJAYNAGAR-I | 7083 | 2 | 1 | 0 |  |  | 0 | 3 | 1 | 0 | 1 |  | 0 | 0 | 0 |  |  | 12 | 12 | 0 | 0 | 0 |  | 0
|  |  | VIJAYNAGAR-II | 7084 | 3 | 1 | 0 |  | 1 | 0 | 4 | 2 | 0 | 2 |  | 0 | 0 | 0 |  |  | 12 | 12 | 0 | 0 | 0 |  | 0
|  |  | Virar (East) SDV | S706 | 12 |  | 0 |  |  | 0 | 12 | 4 | 20 | 24 |  | 1 | 0 | 0 |  |  |  | 0 | 0 | 0 | 0 |  | 0
|  |  | VIRAR (R) | 7064 |  | 1 | 2 |  | 8 | 5 | 8 | 2 | 2 | 4 |  | 0 | 0 | 0 |  |  |  | 0 | 0 | 0 | 0 |  | 0
|  |  | VIRAR (W)-I | 1543 |  |  | 0 |  |  | 0 | 0 | 0 | 0 | 0 | 1 | 0 | 0 | 0 |  |  |  | 0 | 0 | 0 | 0 |  | 0
|  |  | VIRAR (W)-II | 1545 |  |  | 0 |  |  | 0 | 0 | 2 | 0 | 2 |  | 0 | 0 | 0 |  |  |  | 0 | 0 | 0 | 0 |  | 0
|  |  | VIRAR (W)-III | 1546 | 34 | 1 | 3 |  |  | 0 | 38 | 10 | 0 | 10 |  | 0 | 0 | 0 |  |  |  | 0 | 0 | 0 | 0 |  | 0
|  |  | Virar (West) SDV | S154 |  |  | 0 |  |  | 0 | 0 | 0 | 33 | 33 | 1 | 0 | 0 | 0 |  |  | 80 | 80 | 0 | 0 | 0 |  | 0
|  |  | Virar Div | D440 | 2 |  | 0 |  |  | 0 | 2 | 4 | 44 | 48 |  | 38 | 0 | 0 |  |  | 19 | 19 | 0 | 0 | 0 |  | 0
|  | DIVISION TOTAL |  |  | 112 | 37 | 18 | 0 | 36 | 12 | 179 | 170 | 115 | 285 | 6 | 39 | 0 | 0 | 0 | 0 | 189 | 189 | 0 | 0 | 0 | 0 | 0
| CIRCLE TOTAL |  |  |  | 112 | 37 | 68526 | 0 | 527 | 12 | 68687 | 870 | 115 | 985 | 98 | 39 | 0 | 0 | 0 | 0 | 189 | 189 | 0 | 0 | 7 | 0 | 0
ZONE TOTAL |  |  |  |  | 1739 | 1689 | 91843 | 1 | 3860 | 128 | 95399 | 3463 | 1183 | 4646 | 197 | 298 | 151 | 0 | 30 | 0 | 189 | 189 | 0 | 23 | 108 | 0 | 0
NASIK ZONE | A' NAGAR CIRCLE | Ahmednagar Circle | Ahmednagar Circl | C570 |  |  | 0 |  |  | 0 | 0 | 0 | 0 | 0 |  | 0 | 0 | 0 |  |  |  | 0 | 0 | 15 | 33 |  | 0
|  |  | Cmn Str Netivali | W399 |  |  | 0 |  |  | 0 | 0 | 0 | 0 | 0 | 26 | 0 | 0 | 0 |  |  |  | 0 | 0 | 0 | 41 |  | 0
|  | Ahmednagar Rural Dn. | Ahmednagar R Dn. | D571 |  | 1 | 0 |  | 204 | 0 | 1 | 150 | 17 | 167 |  | 0 | 0 | 0 |  |  |  | 0 | 2 | 0 | 0 |  | 0
|  |  | AMARAPUR | 1945 |  | 6 | 0 |  |  | 0 | 6 | 2 | 8 | 10 |  | 0 | 0 | 0 |  |  |  | 0 | 0 | 0 | 0 |  | 0
|  |  | BALAMTAKLI | 1948 | 2 | 4 | 0 |  |  | 0 | 6 | 3 | 7 | 10 |  | 0 | 0 | 0 |  |  |  | 0 | 0 | 0 | 0 |  | 0
|  |  | BHATKUDGAON | 1942 | 3 | 2 | 4 |  | 1 | 0 | 9 | 9 | 7 | 16 |  | 0 | 0 | 0 |  |  |  | 0 | 0 | 0 | 0 |  | 0
|  |  | CHAPADGAON 1 | 1943 |  | 4 | 0 |  |  | 0 | 4 | 0 | 9 | 9 |  | 0 | 0 | 0 |  |  |  | 0 | 0 | 0 | 0 |  | 0
|  |  | CHAPADGAON 2 | 1944 | 1 | 7 | 0 |  |  | 0 | 8 | 9 | 16 | 25 |  | 0 | 0 | 0 |  |  |  | 0 | 0 | 0 | 0 |  | 0
|  |  | DEVGAON | 5501 |  |  | 0 |  | 1 | 0 | 0 | 0 | 0 | 0 |  | 0 | 0 | 0 |  |  |  | 0 | 0 | 0 | 0 |  | 0
|  |  | DHOARJALGAON | 1941 |  | 8 | 0 |  |  | 0 | 8 | 0 | 7 | 7 |  | 0 | 0 | 0 |  |  |  | 0 | 0 | 0 | 0 |  | 0
|  |  | GHODEGAON | 5503 | 1 | 4 | 0 |  |  | 0 | 5 | 0 | 1 | 1 |  | 0 | 0 | 0 |  |  |  | 0 | 0 | 0 | 0 |  | 0
|  |  |  | S550 |  |  | 0 |  | 11 | 0 | 0 | 0 | 0 | 0 |  | 1 | 0 | 0 |  |  |  | 0 | 0 | 0 | 0 |  | 0
|  |  | KARANJI | 1955 |  | 32 | 0 |  |  | 0 | 32 | 0 | 0 | 0 |  | 0 | 0 | 0 |  |  |  | 0 | 0 | 0 | 0 |  | 0
|  |  | KORADGAON | 1953 |  | 23 | 0 |  |  | 0 | 23 | 0 | 0 | 0 |  | 0 | 0 | 0 |  |  |  | 0 | 0 | 0 | 0 |  | 0
|  |  | Kukana I | 1991 |  | 5 | 0 |  |  | 0 | 5 | 0 | 0 | 0 |  | 0 | 0 | 0 |  |  |  | 0 | 0 | 0 | 0 |  | 0
|  |  | Kukana II | 1992 | 2 | 3 | 0 |  |  | 1 | 6 | 0 | 0 | 0 |  | 0 | 0 | 0 |  |  |  | 0 | 0 | 0 | 0 |  | 0
|  |  | MIRI | 1956 |  | 13 | 0 |  |  | 0 | 13 | 0 | 0 | 0 |  | 0 | 0 | 0 |  |  |  | 0 | 0 | 0 | 0 |  | 0
|  |  | Neawasa Urban | 1993 |  | 9 | 0 |  |  | 0 | 9 | 0 | 0 | 0 |  | 0 | 0 | 0 |  |  |  | 0 | 0 | 0 | 0 |  | 0
|  |  | NEWASA | S199 |  | 40 | 0 |  |  | 0 | 40 | 3 | 0 | 3 |  | 0 | 22 | 0 |  |  |  | 0 | 0 | 0 | 0 |  | 0
|  |  | NEWASA RURAL I | 1996 | 2 | 4 | 0 |  |  | 0 | 6 | 0 | 0 | 0 |  | 0 | 0 | 0 |  |  |  | 0 | 0 | 0 | 0 |  | 0
|  |  | NEWASA RURAL II | 1997 |  | 5 | 0 |  |  | 0 | 5 | 0 | 0 | 0 |  | 0 | 0 | 0 |  |  |  | 0 | 0 | 0 | 0 |  | 0
|  |  | Pathardi | S195 |  | 35 | 0 |  |  | 0 | 35 | 1 | 0 | 1 |  | 0 | 0 | 0 |  |  |  | 0 | 0 | 0 | 0 |  | 0
|  |  | PATHARDI RURAL | 1952 |  | 13 | 0 |  |  | 0 | 13 | 0 | 0 | 0 |  | 0 | 0 | 0 |  |  |  | 0 | 0 | 0 | 0 |  | 0
|  |  | PATHARDI URBAN | 1951 | 2 | 75 | 0 |  | 1 | 0 | 77 | 2 | 1 | 3 |  | 0 | 0 | 0 |  |  |  | 0 | 0 | 0 | 0 |  | 0
|  |  | Pravara Sangam | 1994 |  | 6 | 3 |  | 1 | 1 | 10 | 1 | 0 | 1 |  | 0 | 0 | 0 |  |  |  | 0 | 0 | 0 | 0 |  | 0
|  |  | SALABATPUR | 1995 | 4 | 6 | 1 |  | 2 | 3 | 14 | 0 | 0 | 0 |  | 0 | 0 | 0 |  |  |  | 0 | 0 | 0 | 0 |  | 0
|  |  | SHEVGAON | S194 |  |  | 0 |  | 78 | 0 | 0 | 0 | 0 | 0 |  | 0 | 0 | 0 |  |  |  | 0 | 0 | 0 | 0 |  | 0
|  |  | SHEVGAON 1 | 1946 | 3 | 15 | 0 |  |  | 0 | 18 | 3 | 7 | 10 |  | 0 | 0 | 0 |  |  |  | 0 | 0 | 0 | 0 |  | 0
|  |  | SHEVGAON 2 | 1947 |  |  | 1 |  |  | 0 | 1 | 0 | 0 | 0 |  | 0 | 0 | 0 |  |  |  | 0 | 0 | 0 | 0 |  | 0
|  |  | SHEVGAON U | 1949 |  | 16 | 1 |  | 1 | 0 | 17 | 3 | 0 | 3 |  | 0 | 0 | 0 |  |  |  | 0 | 0 | 0 | 0 |  | 0
|  |  | sonai | 5502 |  | 8 | 0 |  |  | 0 | 8 | 2 | 1 | 3 |  | 0 | 0 | 0 |  |  |  | 0 | 0 | 0 | 0 |  | 0
|  |  | TISGAON | 1954 |  | 10 | 0 |  |  | 0 | 10 | 0 | 0 | 0 |  | 0 | 0 | 0 |  |  |  | 0 | 0 | 0 | 0 |  | 0
|  | DIVISION TOTAL |  |  | 20 | 354 | 10 | 0 | 300 | 5 | 389 | 188 | 81 | 269 | 0 | 1 | 22 | 0 | 0 | 0 | 0 | 0 | 2 | 0 | 0 | 0 | 0
|  | Ahmednagar Urban Division | Ahmednagar U Div | D572 |  | 1 | 0 |  |  | 0 | 1 | 0 | 0 | 0 |  | 0 | 0 | 40 | 109 |  |  | 0 | 0 | 0 | 1 |  | 0
|  |  | AHMEDNAGAR U-I | S204 |  | 10 | 0 |  |  | 0 | 10 | 16 | 0 | 16 |  | 0 | 0 | 0 |  |  |  | 0 | 0 | 0 | 0 |  | 0
|  |  | AHMEDNAGAR U-II | S200 |  |  | 0 |  |  | 0 | 0 | 56 | 0 | 56 |  | 0 | 0 | 0 |  |  |  | 0 | 0 | 0 | 0 |  | 0
|  |  | AHMEDNAGAR(R)-II | S202 |  | 3 | 0 |  |  | 0 | 3 | 37 | 0 | 37 |  | 4 | 8 | 0 |  |  |  | 0 | 0 | 0 | 0 |  | 0
|  |  | bhalwani | 2033 |  | 4 | 0 |  |  | 0 | 4 | 2 | 0 | 2 |  | 0 | 0 | 0 |  |  |  | 0 | 0 | 0 | 0 |  | 0
|  |  | BHINGAR | 2043 |  | 6 | 0 |  |  | 0 | 6 | 2 | 0 | 2 |  | 0 | 0 | 0 |  |  |  | 0 | 0 | 0 | 0 |  | 0
|  |  | Bhistbag | 2004 |  | 23 | 3 |  |  | 1 | 27 | 4 | 0 | 4 |  | 0 | 0 | 0 |  |  |  | 0 | 0 | 0 | 0 |  | 0
|  |  | Chichondi Patil | 2029 |  | 19 | 0 |  |  | 0 | 19 | 2 | 0 | 2 |  | 0 | 0 | 4 |  |  |  | 0 | 0 | 0 | 0 |  | 0
|  |  | Dehare | 202A |  | 14 | 0 |  |  | 0 | 14 | 1 | 0 | 1 |  | 0 | 0 | 4 |  |  |  | 0 | 0 | 0 | 0 |  | 0
|  |  | Delhigate | 2006 |  | 9 | 0 |  |  | 0 | 9 | 0 | 0 | 0 |  | 0 | 0 | 0 |  |  |  | 0 | 0 | 0 | 0 |  | 0
|  |  | Fakirwada | 2003 |  | 19 | 2 |  |  | 0 | 21 | 3 | 0 | 3 |  | 0 | 0 | 0 |  |  |  | 0 | 0 | 0 | 0 |  | 0
|  |  | GANJ BAZAR | 2045 |  | 4 | 0 |  |  | 0 | 4 | 3 | 1 | 4 |  | 0 | 0 | 0 |  |  |  | 0 | 0 | 0 | 0 |  | 0
|  |  | jakhangaon | 2021 |  | 24 | 0 |  | 1 | 0 | 24 | 10 | 0 | 10 |  | 1 | 2 | 4 |  |  |  | 0 | 0 | 0 | 0 |  | 0
|  |  | jeur | 2026 | 2 | 12 | 1 |  |  | 1 | 16 | 0 | 0 | 0 |  | 0 | 0 | 3 |  |  |  | 0 | 0 | 0 | 0 |  | 0
|  |  | kanhur | 2031 | 1 | 1 | 0 |  |  | 0 | 2 | 1 | 0 | 1 | 1 | 0 | 0 | 0 |  |  |  | 0 | 0 | 0 | 0 |  | 0
|  |  | kaudgaon | 2027 | 1 | 18 | 0 |  | 2 | 0 | 19 | 1 | 0 | 1 |  | 0 | 3 | 3 |  |  |  | 0 | 0 | 0 | 0 |  | 0
|  |  | KEDGAON | 2044 |  | 15 | 0 |  |  | 0 | 15 | 13 | 1 | 14 |  | 0 | 0 | 0 |  |  |  | 0 | 0 | 0 | 0 |  | 0
|  |  | Kedgaon II | 2022 |  | 17 | 0 |  |  | 0 | 17 | 1 | 0 | 1 |  | 0 | 0 | 4 |  |  |  | 0 | 0 | 0 | 0 |  | 0
|  |  | M.I.D.C | 2005 |  | 4 | 0 |  |  | 0 | 4 | 8 | 0 | 8 |  | 0 | 0 | 0 |  |  |  | 0 | 0 | 0 | 0 |  | 0
|  |  | MALIWADA | 2041 |  | 7 | 0 |  |  | 0 | 7 | 5 | 0 | 5 |  | 0 | 0 | 0 |  |  |  | 0 | 0 | 0 | 0 |  | 0
|  |  | nighoj | 2035 |  | 5 | 0 |  |  | 0 | 5 | 1 | 0 | 1 |  | 0 | 0 | 0 |  |  |  | 0 | 0 | 0 | 0 |  | 0
|  |  | Nimbodi | 2023 |  | 16 | 0 |  |  | 0 | 16 | 0 | 0 | 0 |  | 0 | 0 | 3 |  |  |  | 0 | 0 | 0 | 0 |  | 0
|  |  | parner | 2034 | 1 | 21 | 1 |  |  | 0 | 23 | 4 | 0 | 4 |  | 0 | 0 | 0 |  |  |  | 0 | 0 | 0 | 0 |  | 0
|  |  | PARNER NGR RSD I | S203 |  | 8 | 0 |  |  | 0 | 8 | 50 | 0 | 50 |  | 0 | 0 | 0 |  |  |  | 0 | 0 | 0 | 0 |  | 0
|  |  | Power House | 2042 |  | 5 | 0 |  |  | 0 | 5 | 5 | 1 | 6 |  | 0 | 0 | 0 |  |  |  | 0 | 0 | 0 | 0 |  | 0
|  |  | Rui | 2024 |  | 15 | 0 |  | 1 | 0 | 15 | 4 | 0 | 4 |  | 0 | 0 | 3 |  |  |  | 0 | 0 | 0 | 0 |  | 0
|  |  | Sarola Kasar | 202B |  | 10 | 0 |  |  | 0 | 10 | 0 | 0 | 0 |  | 0 | 0 | 3 |  |  |  | 0 | 0 | 0 | 0 |  | 0
|  |  | Savedi | 2001 |  | 2 | 0 |  |  | 0 | 2 | 4 | 0 | 4 |  | 0 | 0 | 0 |  |  |  | 0 | 0 | 0 | 0 |  | 0
|  |  | Shendi | 2025 | 2 | 20 | 0 |  |  | 0 | 22 | 1 | 4 | 5 |  | 0 | 0 | 3 |  |  |  | 0 | 0 | 0 | 0 |  | 0
|  |  | SUPA | 2036 |  | 55 | 0 |  |  | 0 | 55 | 0 | 0 | 0 |  | 0 | 0 | 0 |  |  |  | 0 | 0 | 0 | 0 |  | 0
|  |  | takali d | 2037 |  | 12 | 0 |  |  | 0 | 12 | 0 | 1 | 1 |  | 0 | 0 | 0 |  |  |  | 0 | 0 | 0 | 0 |  | 0
|  |  | Telekhunt | 2002 |  | 11 | 0 |  |  | 0 | 11 | 2 | 0 | 2 |  | 0 | 0 | 0 |  |  |  | 0 | 0 | 0 | 0 |  | 0
|  |  | Walki | 2028 |  | 20 | 0 |  |  | 0 | 20 | 2 | 0 | 2 |  | 0 | 0 | 4 |  |  |  | 0 | 0 | 0 | 0 |  | 0
|  | DIVISION TOTAL |  |  | 7 | 410 | 7 | 0 | 4 | 2 | 426 | 238 | 8 | 246 | 1 | 5 | 13 | 78 | 109 | 0 | 0 | 0 | 0 | 0 | 1 | 0 | 0
|  | Karjat Division | ADHALGAON | 1964 |  | 32 | 6 |  | 2 | 0 | 38 | 0 | 0 | 0 |  | 0 | 0 | 0 |  |  |  | 0 | 0 | 0 | 0 |  | 0
|  |  | Arangaon | 1983 |  | 7 | 0 |  |  | 0 | 7 | 8 | 0 | 8 |  | 0 | 0 | 0 |  |  |  | 0 | 0 | 0 | 0 |  | 0
|  |  | BELWANDI | 7592 | 46 | 16 | 0 |  | 13 | 2 | 64 | 23 | 12 | 35 |  | 0 | 0 | 0 |  |  |  | 0 | 0 | 0 | 0 |  | 0
|  |  | BELWANDI S/DN. | S759 |  | 149 | 0 |  | 101 | 196 | 345 | 56 | 0 | 56 |  | 0 | 0 | 0 |  |  |  | 0 | 0 | 0 | 0 |  | 0
|  |  | DHAWALGAON | 7593 | 1 | 33 | 0 |  |  | 0 | 34 | 5 | 0 | 5 |  | 4 | 0 | 0 |  |  |  | 0 | 0 | 0 | 0 |  | 0
|  |  | Jamkhed | 1984 |  | 24 | 0 |  |  | 0 | 24 | 28 | 1 | 29 |  | 0 | 0 | 0 |  |  |  | 0 | 0 | 0 | 0 |  | 0
|  |  | Jamkhed | S198 |  | 125 | 0 |  |  | 0 | 125 | 8 | 0 | 8 |  | 0 | 0 | 0 |  |  |  | 0 | 0 | 0 | 0 |  | 0
|  |  | KARJAT | S197 |  | 35 | 0 |  |  | 0 | 35 | 41 | 0 | 41 |  | 0 | 0 | 26 | 11 |  |  | 0 | 0 | 0 | 0 |  | 0
|  |  | Karjat 01 | 1971 | 1 | 62 | 0 |  |  | 0 | 63 | 0 | 5 | 5 |  | 0 | 0 | 0 |  |  |  | 0 | 0 | 0 | 0 |  | 0
|  |  | Karjat 02 | 1972 |  | 17 | 0 |  |  | 0 | 17 | 0 | 0 | 0 |  | 0 | 0 | 0 | 5 |  |  | 0 | 0 | 0 | 0 |  | 0
|  |  | Karjat Div | D574 |  | 100 | 0 |  |  | 0 | 100 | 100 | 0 | 100 |  | 0 | 4 | 0 |  |  |  | 0 | 0 | 0 | 2 |  | 0
|  |  | KASHTI I | 1962 | 1 | 10 | 0 |  |  | 1 | 12 | 0 | 12 | 12 |  | 0 | 0 | 0 |  |  |  | 0 | 0 | 0 | 0 |  | 0
|  |  | KASHTI II | 1963 |  | 15 | 0 |  |  | 0 | 15 | 0 | 25 | 25 |  | 0 | 0 | 0 |  |  |  | 0 | 0 | 0 | 0 |  | 0
|  |  | kharda | 1982 | 36 | 20 | 3 |  | 2 | 5 | 64 | 16 | 0 | 16 |  | 0 | 0 | 0 |  |  |  | 0 | 0 | 0 | 0 |  | 0
|  |  | KOLGAON | 7591 | 38 | 22 | 0 |  |  | 48 | 108 | 9 | 0 | 9 |  | 0 | 0 | 0 |  |  |  | 0 | 0 | 0 | 0 |  | 0
|  |  | MADHEWADGAON | 7594 | 60 |  | 0 |  | 163 | 0 | 60 | 4 | 0 | 4 |  | 0 | 0 | 0 |  |  |  | 0 | 0 | 0 | 0 |  | 0
|  |  | Mahijalgaon | 1975 | 9 |  | 7 |  |  | 3 | 19 | 0 | 7 | 7 |  | 0 | 1 | 0 |  |  |  | 0 | 0 | 0 | 0 |  | 0
|  |  | MANDAVGAN | 1965 |  | 25 | 3 |  |  | 3 | 31 | 0 | 0 | 0 |  | 0 | 0 | 0 |  |  |  | 0 | 0 | 0 | 0 |  | 0
|  |  | Mirajgaon | 1973 |  | 1 | 0 |  | 4 | 2 | 3 | 0 | 5 | 5 |  | 0 | 20 | 2 | 5 |  |  | 0 | 0 | 0 | 0 |  | 0
|  |  | nanaj | 1981 | 7 | 28 | 0 |  |  | 0 | 35 | 0 | 0 | 0 |  | 0 | 0 | 0 |  |  |  | 0 | 0 | 0 | 0 |  | 0
|  |  | PARGAON | 7595 | 14 | 13 | 0 |  | 25 | 0 | 27 | 0 | 0 | 0 |  | 0 | 0 | 0 |  |  |  | 0 | 0 | 0 | 0 |  | 0
|  |  | Rashin | 1974 | 1 | 2 | 0 |  |  | 2 | 5 | 0 | 0 | 0 |  | 0 | 0 | 0 |  |  |  | 0 | 0 | 0 | 0 |  | 0
|  |  | SHRIGONDA | S196 |  | 21 | 3 |  |  | 0 | 24 | 49 | 0 | 49 |  | 5 | 0 | 0 |  |  |  | 0 | 0 | 0 | 0 |  | 0
|  |  | Shrigonda (U) | 1961 |  | 32 | 0 |  |  | 0 | 32 | 0 | 17 | 17 |  | 0 | 0 | 0 |  |  |  | 0 | 0 | 0 | 0 |  | 0
|  | DIVISION TOTAL |  |  | 214 | 789 | 22 | 0 | 310 | 262 | 1287 | 347 | 84 | 431 | 0 | 9 | 25 | 28 | 21 | 0 | 0 | 0 | 0 | 0 | 2 | 0 | 0
|  | Sangamner Division | AKOLE | S209 |  |  | 0 |  |  | 0 | 0 | 10 | 0 | 10 |  | 0 | 4 | 0 |  |  |  | 0 | 0 | 0 | 0 |  | 0
|  |  | AKOLE (U) | 2091 |  | 15 | 1 |  |  | 0 | 16 | 12 | 1 | 13 |  | 0 | 0 | 0 |  |  |  | 0 | 0 | 0 | 0 |  | 0
|  |  | AKOLE R-I | 2092 |  | 1 | 0 |  |  | 0 | 1 | 13 | 0 | 13 |  | 0 | 0 | 0 |  |  |  | 0 | 0 | 0 | 0 |  | 0
|  |  | AKOLE R-II | 2093 |  |  | 0 |  |  | 0 | 0 | 10 | 0 | 10 |  | 0 | 1 | 0 |  |  |  | 0 | 0 | 0 | 0 |  | 0
|  |  | ARBUN PC1 | 2071 |  | 4 | 0 |  |  | 0 | 4 | 5 | 0 | 5 |  | 0 | 0 | 0 |  |  |  | 0 | 0 | 0 | 0 |  | 0
|  |  | ASHWI I | 2088 |  |  | 0 |  |  | 0 | 0 | 5 | 0 | 5 |  | 0 | 0 | 0 |  |  |  | 0 | 0 | 0 | 0 |  | 0
|  |  | ASHWI II | 2089 |  | 1 | 0 |  |  | 0 | 1 | 5 | 0 | 5 |  | 0 | 0 | 0 |  |  |  | 0 | 0 | 0 | 0 |  | 0
|  |  | brahamanwada | 5845 |  |  | 0 |  |  | 0 | 0 | 10 | 0 | 10 |  | 0 | 0 | 0 |  |  |  | 0 | 0 | 0 | 0 |  | 0
|  |  | Bramhangaon | 2061 |  |  | 0 |  |  | 0 | 0 | 4 | 0 | 4 |  | 0 | 0 | 0 |  |  |  | 0 | 0 | 0 | 0 |  | 0
|  |  | CHANDANAPURI | 2073 |  |  | 0 |  |  | 0 | 0 | 1 | 0 | 1 |  | 0 | 0 | 0 |  |  |  | 0 | 0 | 0 | 0 |  | 0
|  |  | chasnali | 2069 |  |  | 0 |  |  | 0 | 0 | 8 | 0 | 8 |  | 0 | 0 | 0 |  |  |  | 0 | 0 | 0 | 0 |  | 0
|  |  | GANESHNAGAR | 2053 |  | 1 | 0 |  |  | 0 | 1 | 0 | 0 | 0 |  | 0 | 0 | 0 |  |  |  | 0 | 0 | 0 | 0 |  | 0
|  |  | GHARGAON I | 2084 |  | 2 | 0 |  |  | 0 | 2 | 6 | 2 | 8 |  | 0 | 0 | 0 |  |  |  | 0 | 0 | 0 | 0 |  | 0
|  |  | GHARGAON II | 2082 |  | 5 | 0 |  |  | 0 | 5 | 5 | 0 | 5 |  | 0 | 0 | 0 |  |  |  | 0 | 0 | 0 | 0 |  | 0
|  |  | JAWALE KADLAG | 2076 |  |  | 0 |  |  | 0 | 0 | 1 | 0 | 1 |  | 0 | 0 | 0 |  |  |  | 0 | 0 | 0 | 0 |  | 0
|  |  | JORVE | 2087 | 1 |  | 0 |  |  | 0 | 1 | 6 | 0 | 6 |  | 0 | 0 | 0 |  |  |  | 0 | 0 | 0 | 0 |  | 0
|  |  | kolpewadi | 2067 |  | 1 | 0 |  |  | 0 | 1 | 0 | 0 | 0 |  | 0 | 0 | 0 |  |  |  | 0 | 0 | 0 | 0 |  | 0
|  |  | KOPARGAON (R) | S206 |  |  | 0 |  |  | 0 | 0 | 5 | 0 | 5 |  | 0 | 0 | 0 |  |  |  | 0 | 0 | 0 | 0 |  | 0
|  |  | KOPARGAON R 1 | 2103 | 1 |  | 0 |  |  | 0 | 1 | 1 | 0 | 1 |  | 0 | 0 | 0 |  |  |  | 0 | 0 | 0 | 0 |  | 0
|  |  | KOPARGAON R 2 | 2104 |  |  | 0 |  | 1 | 0 | 0 | 1 | 0 | 1 |  | 0 | 0 | 3 |  |  |  | 0 | 0 | 0 | 0 |  | 0
|  |  | KOPARGAON U 1 | 2101 |  | 1 | 0 |  |  | 0 | 1 | 3 | 0 | 3 |  | 1 | 0 | 5 |  |  |  | 0 | 0 | 0 | 0 |  | 0
|  |  | KOPARGAON U 2 | 2102 |  | 1 | 0 |  |  | 0 | 1 | 3 | 0 | 3 |  | 0 | 0 | 0 |  |  |  | 0 | 0 | 0 | 0 |  | 0
|  |  | kotul | 5844 |  |  | 0 |  |  | 0 | 0 | 1 | 0 | 1 |  | 0 | 0 | 0 |  |  |  | 0 | 0 | 0 | 0 |  | 0
|  |  | KURAN | 2075 |  | 3 | 0 |  |  | 0 | 3 | 3 | 0 | 3 |  | 0 | 0 | 0 |  |  |  | 0 | 0 | 0 | 0 |  | 0
|  |  | Mahegaon Deshmuk | 2063 |  |  | 0 |  |  | 0 | 0 | 4 | 0 | 4 |  | 0 | 0 | 0 |  |  |  | 0 | 0 | 0 | 0 |  | 0
|  |  | NIMGAON JALI | 208A |  |  | 0 |  |  | 0 | 0 | 1 | 0 | 1 |  | 0 | 0 | 0 |  |  |  | 0 | 0 | 0 | 0 |  | 0
|  |  | NIMON | 2078 |  |  | 0 |  |  | 0 | 0 | 1 | 1 | 2 |  | 0 | 0 | 0 |  |  |  | 0 | 0 | 0 | 0 |  | 0
|  |  | RAHATA | S205 |  | 8 | 0 |  |  | 0 | 8 | 15 | 0 | 15 |  | 1 | 0 | 0 |  |  |  | 0 | 0 | 0 | 0 |  | 0
|  |  | RAJUR | S584 |  |  | 0 |  |  | 0 | 0 | 10 | 0 | 10 |  | 0 | 0 | 0 |  |  |  | 0 | 0 | 0 | 0 |  | 0
|  |  | Rajur I | 5841 | 1 |  | 0 |  |  | 0 | 1 | 1 | 0 | 1 |  | 1 | 0 | 0 |  |  |  | 0 | 0 | 0 | 0 |  | 0
|  |  | Rajur II | 5842 |  |  | 0 |  |  | 0 | 0 | 0 | 1 | 1 |  | 0 | 0 | 0 |  |  |  | 0 | 0 | 0 | 0 |  | 0
|  |  | Ravanda | 2068 |  |  | 0 |  |  | 0 | 0 | 6 | 0 | 6 |  | 0 | 0 | 0 |  |  |  | 0 | 0 | 0 | 0 |  | 0
|  |  | SAKUR | 2083 |  |  | 0 |  |  | 0 | 0 | 5 | 0 | 5 |  | 0 | 0 | 0 |  |  |  | 0 | 0 | 0 | 0 |  | 0
|  |  | SAMSHERPUR | 2094 |  |  | 0 |  |  | 0 | 0 | 11 | 2 | 13 |  | 0 | 0 | 0 |  |  |  | 0 | 0 | 0 | 0 |  | 0
|  |  | SANGAMNER - II | S208 | 2 | 1 | 0 |  |  | 0 | 3 | 2 | 0 | 2 |  | 0 | 0 | 0 |  |  |  | 0 | 0 | 0 | 0 |  | 0
|  |  | Sangamner Div | D573 | 1 | 1 | 0 |  |  | 0 | 2 | 0 | 0 | 0 |  | 1 | 0 | 39 | 40 |  |  | 0 | 0 | 0 | 0 |  | 0
|  |  | sanvanstar | 2065 |  |  | 0 |  |  | 0 | 0 | 5 | 0 | 5 |  | 0 | 0 | 0 |  |  |  | 0 | 0 | 0 | 0 |  | 0
|  |  | Shendi | 5843 |  | 1 | 0 |  |  | 0 | 1 | 10 | 0 | 10 |  | 0 | 0 | 0 |  |  |  | 0 | 0 | 0 | 0 |  | 0
|  |  | SHIRDI R | 2055 |  |  | 0 |  |  | 0 | 0 | 2 | 0 | 2 |  | 0 | 0 | 0 |  |  |  | 0 | 0 | 0 | 0 |  | 0
|  |  | SHIRDI U | 205B | 2 | 14 | 0 |  | 4 | 0 | 16 | 4 | 1 | 5 |  | 0 | 0 | 0 |  |  |  | 0 | 0 | 0 | 0 |  | 0
|  |  | TALEGAON | 2077 |  | 4 | 0 |  |  | 0 | 4 | 1 | 0 | 1 |  | 0 | 0 | 0 |  |  |  | 0 | 0 | 0 | 0 |  | 0
|  |  | URBAN-2 | 2072 |  | 7 | 0 |  | 1 | 0 | 7 | 4 | 0 | 4 |  | 1 | 0 | 0 |  |  |  | 0 | 0 | 0 | 0 |  | 0
|  |  | WADGAONPAN | 2081 | 1 | 1 | 0 |  |  | 0 | 2 | 0 | 0 | 0 |  | 0 | 0 | 0 |  |  |  | 0 | 0 | 0 | 0 |  | 0
|  |  | wari | 2066 |  |  | 0 |  |  | 0 | 0 | 4 | 0 | 4 |  | 0 | 0 | 0 |  |  |  | 0 | 0 | 0 | 0 |  | 0
|  |  | YESGAON | 2062 |  |  | 0 |  |  | 0 | 0 | 0 | 0 | 0 |  | 0 | 0 | 0 |  | 1 |  | 1 | 0 | 0 | 0 |  | 0
|  | DIVISION TOTAL |  |  | 9 | 72 | 1 | 0 | 6 | 0 | 82 | 204 | 8 | 212 | 0 | 5 | 5 | 47 | 40 | 1 | 0 | 1 | 0 | 0 | 0 | 0 | 0
|  | Shrirampur Division | BABHALESHWAR | 8401 |  | 9 | 0 |  |  | 0 | 9 | 18 | 0 | 18 |  | 0 | 0 | 0 |  |  |  | 0 | 0 | 0 | 0 |  | 0
|  |  | BARAGAON NANDUR | 8422 | 1 | 3 | 0 |  |  | 0 | 4 | 0 | 0 | 0 |  | 0 | 0 | 0 |  |  |  | 0 | 0 | 0 | 0 |  | 0
|  |  | BELAPUR | 8396 | 2 | 97 | 0 |  |  | 0 | 99 | 16 | 1 | 17 |  | 0 | 0 | 0 |  |  |  | 0 | 0 | 0 | 0 |  | 0
|  |  | BRAMHANI | 8423 |  | 1 | 0 |  |  | 0 | 1 | 0 | 0 | 0 |  | 0 | 0 | 0 |  |  |  | 0 | 0 | 0 | 0 |  | 0
|  |  | DEOLALI R | 8413 | 2 | 5 | 0 |  |  | 0 | 7 | 0 | 0 | 0 |  | 0 | 0 | 0 |  |  |  | 0 | 0 | 0 | 0 |  | 0
|  |  | HAREGAON | 8393 |  | 12 | 1 |  |  | 0 | 13 | 4 | 1 | 5 |  | 0 | 0 | 0 |  |  |  | 0 | 0 | 0 | 0 |  | 0
|  |  | LONI - 1 | 8402 |  | 1 | 0 |  |  | 0 | 1 | 2 | 0 | 2 |  | 0 | 0 | 0 |  |  |  | 0 | 0 | 0 | 0 |  | 0
|  |  | LONI-2 | 8403 | 1 | 5 | 0 |  |  | 0 | 6 | 0 | 1 | 1 |  | 0 | 0 | 0 |  |  |  | 0 | 0 | 0 | 0 |  | 0
|  |  | MAMDAPUR | 8404 | 2 |  | 0 |  |  | 0 | 2 | 2 | 0 | 2 |  | 0 | 0 | 0 |  |  |  | 0 | 0 | 0 | 0 |  | 0
|  |  | MIDC | 8392 |  | 3 | 0 |  |  | 0 | 3 | 10 | 0 | 10 |  | 0 | 0 | 0 |  |  |  | 0 | 0 | 0 | 0 |  | 0
|  |  | pathare section | 8416 | 2 |  | 0 |  | 1 | 0 | 2 | 1 | 0 | 1 |  | 0 | 0 | 0 |  |  |  | 0 | 0 | 0 | 0 |  | 0
|  |  | RAHURI FACT.S/DN | S841 |  | 30 | 0 |  |  | 0 | 30 | 35 | 0 | 35 |  | 0 | 0 | 0 |  |  |  | 0 | 0 | 0 | 0 |  | 0
|  |  | RAHURI S/DN. | S842 |  |  | 0 |  |  | 0 | 0 | 25 | 0 | 25 |  | 0 | 0 | 0 |  |  |  | 0 | 0 | 0 | 0 |  | 0
|  |  | RAHURI U | 8424 |  | 10 | 0 |  |  | 0 | 10 | 0 | 0 | 0 |  | 0 | 0 | 0 |  |  |  | 0 | 0 | 0 | 0 |  | 0
|  |  | Shrirampur Div | D576 |  |  | 0 | 28 | 792 | 0 | 0 | 0 | 0 | 0 |  | 0 | 0 | 45 | 59 |  |  | 0 | 0 | 0 | 0 |  | 0
|  |  | SHRIRAMPUR U | 8391 |  | 58 | 1 |  |  | 0 | 59 | 10 | 0 | 10 |  | 0 | 0 | 0 |  |  |  | 0 | 0 | 0 | 0 |  | 0
|  |  | SUTGIRNI | 8395 |  | 4 | 1 |  | 5 | 0 | 5 | 10 | 0 | 10 |  | 0 | 0 | 0 |  |  |  | 0 | 0 | 0 | 0 |  | 0
|  |  | Takalimiya | 8414 |  | 2 | 0 |  |  | 0 | 2 | 0 | 0 | 0 |  | 0 | 0 | 0 |  |  |  | 0 | 0 | 0 | 0 |  | 0
|  |  | TAKLIBHAN | 8394 |  | 2 | 3 |  | 1 | 0 | 5 | 9 | 0 | 9 |  | 0 | 0 | 0 |  |  |  | 0 | 0 | 0 | 0 |  | 0
|  |  | VAMBORI | 8425 |  | 1 | 0 |  | 1 | 0 | 1 | 0 | 1 | 1 |  | 0 | 0 | 0 |  |  |  | 0 | 0 | 0 | 0 |  | 0
|  | DIVISION TOTAL |  |  | 10 | 243 | 6 | 28 | 800 | 0 | 259 | 142 | 4 | 146 | 0 | 0 | 0 | 45 | 59 | 0 | 0 | 0 | 0 | 0 | 0 | 0 | 0
| CIRCLE TOTAL |  |  |  | 260 | 1868 | 46 | 28 | 1420 | 269 | 2443 | 1119 | 185 | 1304 | 27 | 20 | 65 | 198 | 229 | 1 | 0 | 1 | 2 | 15 | 77 | 0 | 0
| MALEGAON CIRCLE | MALEGAON CIRCLE | Cmn Str Netivali | W399 |  |  | 0 |  |  | 0 | 0 | 9 | 0 | 9 | 5 | 0 | 0 | 0 |  |  |  | 0 | 0 | 0 | 0 |  | 0
|  |  | Comm.Str.Nashik | W041 |  |  | 0 |  | 2002 | 0 | 0 | 0 | 0 | 0 |  | 0 | 0 | 0 |  |  |  | 0 | 0 | 0 | 0 |  | 0
|  |  | Nashik (R) Test | T600 |  |  | 0 |  |  | 0 | 0 | 0 | 0 | 0 |  | 0 | 0 | 0 |  |  |  | 0 | 0 | 0 | 18 |  | 0
|  | Kalwan Division | ABHONA | 2616 | 13 |  | 0 |  |  | 0 | 13 | 0 | 6 | 6 |  | 0 | 0 | 0 |  |  |  | 0 | 0 | 0 | 0 |  | 0
|  |  | DALWAT SECTION | 2619 | 49 |  | 0 |  |  | 0 | 49 | 0 | 0 | 0 |  | 0 | 0 | 0 |  |  |  | 0 | 0 | 0 | 0 |  | 0
|  |  | DEOLA | S530 |  |  | 0 |  | 6 | 0 | 0 | 6 | 0 | 6 |  | 0 | 0 | 0 |  |  |  | 0 | 0 | 0 | 0 |  | 0
|  |  | DEOLA URBAN | 5301 | 41 | 1 | 0 |  |  | 0 | 42 | 5 | 0 | 5 |  | 0 | 0 | 0 |  |  |  | 0 | 0 | 0 | 0 |  | 0
|  |  | DESARANE SECTION | 2618 | 46 | 1 | 0 |  |  | 1 | 48 | 4 | 0 | 4 |  | 0 | 0 | 0 |  |  |  | 0 | 0 | 0 | 0 |  | 0
|  |  | Kalwan Div | D606 |  |  | 2 | 1000 | 3649 | 0 | 2 | 25 | 0 | 25 |  | 4 | 607 | 0 |  |  |  | 0 | 0 | 0 | 0 |  | 0
|  |  | KALWAN RURAL I | 2612 | 10 | 1 | 0 |  | 17 | 1 | 12 | 3 | 1 | 4 |  | 0 | 0 | 0 |  |  |  | 0 | 0 | 0 | 0 |  | 0
|  |  | KALWAN RURAL II | 2613 | 11 |  | 0 |  |  | 0 | 11 | 4 | 0 | 4 |  | 0 | 0 | 0 |  |  |  | 0 | 0 | 0 | 0 |  | 0
|  |  | KALWAN S/DIV | S261 | 18 |  | 2 |  |  | 0 | 20 | 29 | 0 | 29 |  | 0 | 0 | 0 |  |  |  | 0 | 0 | 0 | 0 |  | 0
|  |  | KALWAN URBAN | 2611 | 9 |  | 1 |  |  | 0 | 10 | 0 | 0 | 0 |  | 0 | 0 | 0 |  |  |  | 0 | 0 | 0 | 0 |  | 0
|  |  | KANASHI SECTION | 2617 | 6 |  | 0 |  |  | 0 | 6 | 4 | 0 | 4 |  | 0 | 0 | 0 |  |  |  | 0 | 0 | 0 | 0 |  | 0
|  |  | LOHANER | 5302 | 77 |  | 1 |  | 1 | 0 | 78 | 2 | 0 | 2 |  | 0 | 0 | 0 |  |  |  | 0 | 0 | 0 | 0 |  | 0
|  |  | MANUR | 2615 | 11 | 1 | 1 |  | 1 | 0 | 13 | 4 | 1 | 5 |  | 0 | 0 | 0 |  |  |  | 0 | 0 | 0 | 0 |  | 0
|  |  | NIWANE | 2614 | 29 |  | 0 |  |  | 0 | 29 | 3 | 0 | 3 |  | 0 | 0 | 0 |  |  |  | 0 | 0 | 0 | 0 |  | 0
|  |  | R-I | 5303 | 92 | 5 | 0 |  |  | 0 | 97 | 3 | 0 | 3 |  | 0 | 0 | 0 |  |  |  | 0 | 0 | 0 | 0 |  | 0
|  |  | R-II | 5304 | 111 |  | 0 |  |  | 0 | 111 | 0 | 2 | 2 |  | 0 | 0 | 0 |  |  |  | 0 | 0 | 0 | 0 |  | 0
|  | DIVISION TOTAL |  |  | 523 | 9 | 7 | 1000 | 3674 | 2 | 541 | 92 | 10 | 102 | 0 | 4 | 607 | 0 | 0 | 0 | 0 | 0 | 0 | 0 | 0 | 0 | 0
|  | Malegaon (UCR) Dn. | Aghar Bk. | 2675 | 40 |  | 0 |  |  | 0 | 40 | 0 | 0 | 0 |  | 0 | 0 | 0 |  |  |  | 0 | 0 | 0 | 0 |  | 0
|  |  | Ajang | 2673 | 20 | 1 | 0 |  |  | 0 | 21 | 2 | 0 | 2 |  | 0 | 0 | 0 |  |  |  | 0 | 0 | 0 | 0 |  | 0
|  |  | chandanpuri | 2662 |  | 3 | 0 |  | 3 | 0 | 3 | 32 | 1 | 33 | 4 | 0 | 0 | 0 |  |  |  | 0 | 0 | 0 | 0 |  | 0
|  |  | DABHADI (R) | S267 | 10 | 2 | 0 |  |  | 0 | 12 | 50 | 0 | 50 |  | 0 | 0 | 0 |  |  |  | 0 | 0 | 0 | 0 |  | 0
|  |  | Dabhadi-I | 2671 | 12 | 2 | 0 |  | 1 | 1 | 15 | 9 | 0 | 9 |  | 0 | 0 | 0 |  |  |  | 0 | 0 | 0 | 0 |  | 0
|  |  | Dahiwal | 2664 | 24 |  | 1 |  | 1 | 0 | 25 | 15 | 0 | 15 |  | 0 | 0 | 0 |  |  |  | 0 | 0 | 0 | 0 |  | 0
|  |  | DEEPAK | 2652 | 2 | 1 | 0 |  |  | 0 | 3 | 1 | 0 | 1 |  | 0 | 0 | 0 |  |  |  | 0 | 0 | 0 | 0 |  | 0
|  |  | Dyane | 2661 | 98 | 21 | 0 |  |  | 1 | 120 | 14 | 0 | 14 |  | 0 | 0 | 0 |  |  |  | 0 | 0 | 0 | 0 |  | 0
|  |  | Golden Nagar I | 7481 |  |  | 0 |  |  | 0 | 0 | 9 | 0 | 9 |  | 0 | 0 | 0 |  |  |  | 0 | 0 | 0 | 0 |  | 0
|  |  | Housing Colony | 2643 | 2 |  | 0 |  |  | 0 | 2 | 0 | 0 | 0 |  | 0 | 0 | 0 |  |  |  | 0 | 0 | 0 | 0 |  | 0
|  |  | Kalwadi | 2665 |  | 16 | 0 |  | 4 | 0 | 16 | 4 | 0 | 4 |  | 0 | 0 | 0 |  |  |  | 0 | 0 | 0 | 0 |  | 0
|  |  | Karajgavan | 2667 | 1 | 6 | 0 |  | 1 | 0 | 7 | 24 | 0 | 24 |  | 0 | 0 | 0 |  |  |  | 0 | 0 | 0 | 0 |  | 0
|  |  | Killa | 7487 |  | 1 | 0 |  |  | 0 | 1 | 0 | 0 | 0 |  | 0 | 0 | 0 |  |  |  | 0 | 0 | 0 | 0 |  | 0
|  |  | Kusumba road | 2644 |  | 1 | 0 |  |  | 0 | 1 | 0 | 0 | 0 |  | 0 | 0 | 0 |  |  |  | 0 | 0 | 0 | 0 |  | 0
|  |  | MALEGAON (RSD) | S266 |  | 3 | 0 |  |  | 0 | 3 | 10 | 0 | 10 |  | 0 | 0 | 0 |  |  |  | 0 | 0 | 0 | 2 |  | 0
|  |  | MALEGAON (U) II | S265 |  |  | 0 |  |  | 0 | 0 | 8 | 0 | 8 |  | 0 | 0 | 0 |  |  |  | 0 | 0 | 0 | 0 |  | 0
|  |  | Malegaon (UCR) D | D603 |  |  | 0 |  | 11 | 0 | 0 | 70 | 0 | 70 |  | 0 | 0 | 0 |  |  |  | 0 | 0 | 0 | 1 |  | 0
|  |  | MALEGAON CC(O&M) | S545 |  |  | 0 |  |  | 0 | 0 | 17 | 0 | 17 |  | 0 | 0 | 0 |  |  |  | 0 | 0 | 0 | 0 |  | 0
|  |  | Mominpura | 2642 |  | 2 | 0 |  |  | 0 | 2 | 2 | 0 | 2 |  | 0 | 0 | 0 |  |  |  | 0 | 0 | 0 | 0 |  | 0
|  |  | MUNGASE | 5459 | 20 |  | 0 |  |  | 0 | 20 | 2 | 0 | 2 |  | 0 | 0 | 0 |  |  |  | 0 | 0 | 0 | 0 |  | 0
|  |  | Navapura | 7483 |  |  | 0 |  |  | 0 | 0 | 1 | 0 | 1 |  | 0 | 0 | 0 |  |  |  | 0 | 0 | 0 | 0 |  | 0
|  |  | nimgaon | 5455 | 4 |  | 0 |  |  | 0 | 4 | 39 | 0 | 39 |  | 0 | 0 | 0 |  |  |  | 0 | 0 | 0 | 0 |  | 0
|  |  | Owadi Road | 2645 | 7 |  | 0 |  |  | 0 | 7 | 0 | 0 | 0 |  | 0 | 0 | 0 |  |  |  | 0 | 0 | 0 | 0 |  | 0
|  |  | PATANA | 5451 | 1 |  | 0 |  |  | 0 | 1 | 11 | 0 | 11 |  | 0 | 0 | 0 |  |  |  | 0 | 0 | 0 | 0 |  | 0
|  |  | Pimpalgaon-DBDII | 2672 | 20 | 1 | 0 |  | 19 | 0 | 21 | 0 | 0 | 0 |  | 0 | 0 | 0 |  |  |  | 0 | 0 | 0 | 0 |  | 0
|  |  | Power House | 2641 |  | 1 | 0 |  |  | 0 | 1 | 0 | 0 | 0 |  | 0 | 0 | 0 |  |  |  | 0 | 0 | 0 | 0 |  | 0
|  |  | Rasulpura | 7484 |  |  | 0 |  |  | 0 | 0 | 1 | 0 | 1 |  | 0 | 0 | 0 |  |  |  | 0 | 0 | 0 | 0 |  | 0
|  |  | Raunakabad II | 7486 |  | 1 | 0 |  |  | 0 | 1 | 0 | 1 | 1 |  | 0 | 0 | 0 |  |  |  | 0 | 0 | 0 | 0 |  | 0
|  |  | Ravalgaon | 2674 | 30 |  | 0 |  |  | 0 | 30 | 1 | 0 | 1 |  | 0 | 0 | 0 |  |  |  | 0 | 0 | 0 | 0 |  | 0
|  |  | SANGMESHWAR | 2651 |  | 3 | 0 |  | 1 | 0 | 3 | 1 | 0 | 1 |  | 0 | 0 | 0 |  |  |  | 0 | 0 | 0 | 0 |  | 0
|  |  | SATANA NAKA | 2654 |  |  | 0 |  |  | 0 | 0 | 2 | 0 | 2 |  | 0 | 0 | 0 |  |  |  | 0 | 0 | 0 | 0 |  | 0
|  |  | SAWAKARWADI | 5457 | 1 |  | 0 |  |  | 0 | 1 | 0 | 0 | 0 |  | 0 | 0 | 0 |  |  |  | 0 | 0 | 0 | 0 |  | 0
|  |  | sayane | 2663 | 5 | 1 | 0 |  |  | 0 | 6 | 31 | 0 | 31 | 1 | 0 | 0 | 0 |  |  |  | 0 | 0 | 0 | 0 |  | 0
|  |  | Shabbir Nagar | 7488 |  |  | 3 |  |  | 2 | 5 | 0 | 0 | 0 |  | 0 | 0 | 0 |  |  |  | 0 | 0 | 0 | 0 |  | 0
|  |  | SONAJ | 5458 | 5 |  | 0 |  |  | 0 | 5 | 13 | 0 | 13 |  | 0 | 0 | 0 |  |  |  | 0 | 0 | 0 | 0 |  | 0
|  |  | SOUNDANE II | 5456 | 6 |  | 0 |  |  | 0 | 6 | 3 | 0 | 3 |  | 0 | 0 | 0 |  |  |  | 0 | 0 | 0 | 0 |  | 0
|  |  | SOUNDANE-I | 5454 | 8 |  | 0 |  |  | 0 | 8 | 1 | 0 | 1 |  | 0 | 0 | 0 |  |  |  | 0 | 0 | 0 | 0 |  | 0
|  |  | Talwade | 2677 | 10 | 4 | 0 |  |  | 0 | 14 | 1 | 0 | 1 |  | 0 | 0 | 0 |  |  |  | 0 | 0 | 0 | 0 |  | 0
|  |  | UMRANE-1 | 5452 | 1 |  | 0 |  |  | 0 | 1 | 2 | 0 | 2 |  | 0 | 0 | 0 |  |  |  | 0 | 0 | 0 | 0 |  | 0
|  |  | UMRANE-11 | 5453 | 6 |  | 0 |  |  | 0 | 6 | 4 | 0 | 4 |  | 0 | 0 | 0 |  |  |  | 0 | 0 | 0 | 0 |  | 0
|  |  | Vadner Khakurdi | 2676 | 28 |  | 0 |  | 78 | 0 | 28 | 5 | 0 | 5 |  | 0 | 0 | 0 |  |  |  | 0 | 0 | 0 | 0 |  | 0
|  |  | Vendor Store Loc | V001 |  |  | 0 |  |  | 0 | 0 | 0 | 216 | 216 |  | 0 | 0 | 0 |  |  |  | 0 | 0 | 0 | 0 |  | 0
|  |  | Zodga | 2666 | 23 | 18 | 0 |  |  | 0 | 41 | 4 | 0 | 4 |  | 0 | 0 | 0 |  |  |  | 0 | 0 | 0 | 0 |  | 0
|  | DIVISION TOTAL |  |  | 384 | 88 | 4 | 0 | 119 | 4 | 480 | 389 | 218 | 607 | 5 | 0 | 0 | 0 | 0 | 0 | 0 | 0 | 0 | 0 | 3 | 0 | 0
|  | Manmad Dn. | ANDERSUL-I | 2582 |  | 9 | 0 |  |  | 0 | 9 | 0 | 0 | 0 |  | 0 | 0 | 0 |  |  |  | 0 | 0 | 0 | 0 |  | 0
|  |  | ANDERSUL-II | 2583 | 5 |  | 0 |  |  | 0 | 5 | 0 | 0 | 0 |  | 0 | 0 | 0 |  |  |  | 0 | 0 | 0 | 0 |  | 0
|  |  | BOLTHAN | 2595 | 1 |  | 0 |  |  | 0 | 1 | 0 | 0 | 0 |  | 0 | 0 | 0 |  |  |  | 0 | 0 | 0 | 0 |  | 0
|  |  | JALGAON | 5824 |  |  | 0 |  |  | 0 | 0 | 14 | 0 | 14 |  | 0 | 0 | 0 |  |  |  | 0 | 0 | 0 | 0 |  | 0
|  |  | MANMAD | S263 | 150 |  | 0 |  |  | 0 | 150 | 16 | 0 | 16 |  | 0 | 0 | 0 |  |  |  | 0 | 0 | 0 | 0 |  | 0
|  |  | Manmad Dn. | D602 |  | 77 | 2 | 102 | 11 | 0 | 79 | 6 | 0 | 6 |  | 0 | 0 | 0 |  |  |  | 0 | 0 | 0 | 0 |  | 0
|  |  | manmad r-1 | 2633 | 12 |  | 0 |  |  | 0 | 12 | 0 | 2 | 2 |  | 0 | 0 | 0 |  |  |  | 0 | 0 | 0 | 0 |  | 0
|  |  | manmad r-2 | 2634 | 12 |  | 0 |  |  | 0 | 12 | 16 | 0 | 16 |  | 0 | 0 | 0 |  |  |  | 0 | 0 | 0 | 0 |  | 0
|  |  | manmad u-1 | 2631 |  | 21 | 0 |  |  | 0 | 21 | 0 | 0 | 0 |  | 0 | 0 | 0 |  |  |  | 0 | 0 | 0 | 0 |  | 0
|  |  | manmad u-2 | 2632 |  | 29 | 0 |  |  | 0 | 29 | 1 | 0 | 1 |  | 0 | 0 | 0 |  |  |  | 0 | 0 | 0 | 0 |  | 0
|  |  | MUKHED | 5826 | 3 | 1 | 0 |  |  | 0 | 4 | 15 | 0 | 15 |  | 0 | 0 | 0 |  |  |  | 0 | 0 | 0 | 0 |  | 0
|  |  | NAGARSUL-I | 2584 | 7 |  | 0 |  |  | 0 | 7 | 0 | 0 | 0 |  | 0 | 0 | 0 |  |  |  | 0 | 0 | 0 | 0 |  | 0
|  |  | NAGARSUL-II | 2585 | 7 |  | 0 |  |  | 0 | 7 | 9 | 0 | 9 |  | 0 | 0 | 0 |  |  |  | 0 | 0 | 0 | 0 |  | 0
|  |  | NAIDONGRI | 2594 | 5 |  | 0 |  |  | 0 | 5 | 2 | 0 | 2 |  | 0 | 0 | 0 |  |  |  | 0 | 0 | 0 | 0 |  | 0
|  |  | Nandgaon | S259 |  |  | 0 | 675 |  | 0 | 0 | 153 | 0 | 153 |  | 0 | 0 | 0 |  |  |  | 0 | 0 | 0 | 0 |  | 0
|  |  | NANDGAON-RURAL | 2592 |  |  | 0 |  |  | 0 | 0 | 1 | 0 | 1 |  | 0 | 0 | 0 |  |  |  | 0 | 0 | 0 | 0 |  | 0
|  |  | NANDGAON-U | 2591 |  | 60 | 0 |  |  | 0 | 60 | 6 | 0 | 6 |  | 0 | 0 | 0 |  |  |  | 0 | 0 | 0 | 0 |  | 0
|  |  | PATODA | 5825 | 10 |  | 0 |  | 1 | 0 | 10 | 1 | 1 | 2 |  | 0 | 0 | 0 |  |  |  | 0 | 0 | 0 | 0 |  | 0
|  |  | SAWARGAON | 5823 | 6 |  | 0 |  |  | 0 | 6 | 30 | 0 | 30 |  | 0 | 0 | 0 |  |  |  | 0 | 0 | 0 | 0 |  | 0
|  |  | VEHELGAON | 2593 | 6 |  | 0 |  | 2 | 0 | 6 | 5 | 0 | 5 |  | 0 | 0 | 0 |  |  |  | 0 | 0 | 0 | 0 |  | 0
|  |  | Vendor Store Loc | V001 |  |  | 0 |  |  | 160 | 160 | 0 | 0 | 0 |  | 0 | 0 | 0 |  |  |  | 0 | 0 | 0 | 0 |  | 0
|  |  | YEOLA (U) S/DN | S258 |  |  | 0 |  |  | 0 | 0 | 109 | 0 | 109 |  | 0 | 0 | 0 |  |  |  | 0 | 0 | 0 | 0 |  | 0
|  |  | YEOLA R-I | 5827 |  |  | 0 |  |  | 0 | 0 | 8 | 0 | 8 |  | 0 | 0 | 0 |  |  |  | 0 | 0 | 0 | 0 |  | 0
|  |  | YEOLA R-II | 5822 |  |  | 0 |  |  | 0 | 0 | 40 | 0 | 40 |  | 0 | 0 | 0 |  |  |  | 0 | 0 | 0 | 0 |  | 0
|  |  | YEOLA URBAN | 2581 |  | 49 | 0 |  |  | 0 | 49 | 1 | 0 | 1 |  | 0 | 0 | 0 |  |  |  | 0 | 0 | 0 | 0 |  | 0
|  |  | YEOLA-R | S582 | 50 |  | 0 | 560 |  | 0 | 50 | 16 | 0 | 16 |  | 0 | 0 | 0 |  |  |  | 0 | 0 | 0 | 0 |  | 0
|  | DIVISION TOTAL |  |  | 274 | 246 | 2 | 1337 | 14 | 160 | 682 | 449 | 3 | 452 | 0 | 0 | 0 | 0 | 0 | 0 | 0 | 0 | 0 | 0 | 0 | 0 | 0
|  | Satana Division | ASKHEDA | 2601 | 1 |  | 0 |  |  | 0 | 1 | 23 | 0 | 23 |  | 0 | 1 | 0 |  |  |  | 0 | 0 | 0 | 0 |  | 0
|  |  | Bramhangaon | 2626 | 6 |  | 0 |  |  | 0 | 6 | 27 | 0 | 27 |  | 0 | 1 | 0 |  |  |  | 0 | 0 | 0 | 0 |  | 0
|  |  | Dangsaundane | 2624 | 2 |  | 0 |  |  | 0 | 2 | 5 | 1 | 6 |  | 0 | 0 | 0 |  |  |  | 0 | 0 | 0 | 0 |  | 0
|  |  | JAIKHEDA | 2602 | 2 |  | 1 |  |  | 0 | 3 | 29 | 0 | 29 |  | 0 | 0 | 0 |  |  |  | 0 | 0 | 0 | 0 |  | 0
|  |  | Joran | 2625 | 4 |  | 0 |  |  | 0 | 4 | 21 | 0 | 21 |  | 0 | 0 | 0 |  |  |  | 0 | 0 | 0 | 0 |  | 0
|  |  | KARANJAD | 2603 | 2 | 1 | 2 |  |  | 0 | 5 | 30 | 2 | 32 |  | 0 | 0 | 0 |  |  |  | 0 | 0 | 0 | 0 |  | 0
|  |  | Lakhmapur | 2627 | 10 | 2 | 0 |  |  | 0 | 12 | 42 | 1 | 43 |  | 0 | 0 | 0 |  |  |  | 0 | 0 | 0 | 0 |  | 0
|  |  | MULHER | 2607 | 1 |  | 0 |  |  | 0 | 1 | 10 | 0 | 10 |  | 0 | 0 | 0 |  |  |  | 0 | 0 | 0 | 0 |  | 0
|  |  | NAMPUR | S260 |  |  | 0 |  | 150 | 0 | 0 | 0 | 0 | 0 |  | 0 | 0 | 0 |  |  |  | 0 | 0 | 0 | 0 |  | 0
|  |  | NAMPUR-RURAL | 2604 |  |  | 0 |  |  | 0 | 0 | 30 | 0 | 30 |  | 0 | 1 | 0 |  |  |  | 0 | 0 | 0 | 0 |  | 0
|  |  | NAMPUR-URBAN | 2605 |  |  | 0 |  |  | 0 | 0 | 20 | 0 | 20 |  | 0 | 0 | 0 |  |  |  | 0 | 0 | 0 | 0 |  | 0
|  |  | SATANA | S262 |  | 1 | 3 |  | 28 | 0 | 4 | 0 | 0 | 0 |  | 0 | 0 | 0 |  |  |  | 0 | 0 | 0 | 0 |  | 0
|  |  | Satana Div | D605 |  | 3 | 0 |  | 1989 | 0 | 3 | 0 | 0 | 0 |  | 0 | 439 | 20 | 10 |  |  | 0 | 0 | 0 | 0 |  | 0
|  |  | Satana Rural-I | 2622 | 7 | 2 | 1 |  |  | 1 | 11 | 62 | 0 | 62 |  | 0 | 0 | 0 |  |  |  | 0 | 0 | 0 | 0 |  | 0
|  |  | Satana Rural-II | 2623 | 3 | 2 | 1 |  | 3 | 0 | 6 | 32 | 0 | 32 |  | 0 | 0 | 0 |  |  |  | 0 | 0 | 0 | 0 |  | 0
|  |  | Satana Urban | 2621 |  | 2 | 0 |  |  | 0 | 2 | 4 | 0 | 4 |  | 0 | 1 | 0 |  |  |  | 0 | 0 | 0 | 0 |  | 0
|  |  | TAHARABAD | 2606 | 3 |  | 0 |  |  | 0 | 3 | 21 | 0 | 21 |  | 0 | 0 | 0 |  |  |  | 0 | 0 | 0 | 0 |  | 0
|  |  | Vendor Store Loc | V001 |  |  | 0 |  |  | 1 | 1 | 0 | 4 | 4 |  | 0 | 0 | 0 |  |  |  | 0 | 0 | 0 | 0 |  | 0
|  |  | Virgaon | 2628 | 12 |  | 0 |  |  | 0 | 12 | 34 | 0 | 34 |  | 0 | 0 | 0 |  |  |  | 0 | 0 | 0 | 0 |  | 0
|  | DIVISION TOTAL |  |  | 53 | 13 | 8 | 0 | 2170 | 2 | 76 | 390 | 8 | 398 | 0 | 0 | 443 | 20 | 10 | 0 | 0 | 0 | 0 | 0 | 0 | 0 | 0
| CIRCLE TOTAL |  |  |  | 1234 | 356 | 21 | 2337 | 7979 | 168 | 1779 | 1329 | 239 | 1568 | 10 | 4 | 1050 | 20 | 10 | 0 | 0 | 0 | 0 | 0 | 21 | 0 | 0
| NASIK (U) CIRCLE | Nasik Urban Circle | Cmn Str Netivali | W399 |  |  | 0 |  |  | 0 | 0 | 0 | 0 | 0 | 31 | 0 | 0 | 0 |  |  |  | 0 | 0 | 0 | 0 |  | 0
|  |  | Comm.Str.Nashik | W041 | 8 |  | 0 |  | 6 | 0 | 8 | 0 | 0 | 0 |  | 0 | 0 | 0 |  |  |  | 0 | 0 | 0 | 3 |  | 0
|  |  | Nashik (U) Test | T595 |  |  | 0 |  |  | 0 | 0 | 0 | 0 | 0 |  | 0 | 0 | 0 |  |  |  | 0 | 0 | 0 | 41 |  | 0
|  | Chandwad Dn. | CHANDWAD | S254 | 1 |  | 0 |  |  | 0 | 1 | 0 | 0 | 0 |  | 0 | 0 | 0 |  |  |  | 0 | 0 | 0 | 0 |  | 0
|  |  | Chandwad Dn. | D601 |  | 300 | 0 |  |  | 0 | 300 | 203 | 0 | 203 |  | 0 | 0 | 0 |  |  |  | 0 | 0 | 4 | 0 |  | 0
|  |  | CHANDWAD RURAL-2 | 2543 | 8 |  | 0 |  |  | 0 | 8 | 1 | 0 | 1 |  | 0 | 0 | 0 |  |  |  | 0 | 0 | 0 | 0 |  | 0
|  |  | CHANDWAD RURAL-3 | 2544 | 16 |  | 6 |  |  | 0 | 22 | 4 | 0 | 4 |  | 0 | 0 | 0 |  |  |  | 0 | 0 | 0 | 0 |  | 0
|  |  | CHANDWAD URBAN | 2541 | 2 |  | 0 |  | 1 | 0 | 2 | 1 | 0 | 1 |  | 0 | 0 | 0 |  |  |  | 0 | 0 | 0 | 0 |  | 0
|  |  | DEOERGAON | 2546 | 5 |  | 0 |  |  | 0 | 5 | 0 | 0 | 0 |  | 0 | 0 | 0 |  |  |  | 0 | 0 | 0 | 0 |  | 0
|  |  | Deogaon | 2571 |  |  | 0 |  |  | 0 | 0 | 1 | 0 | 1 |  | 0 | 0 | 0 |  |  |  | 0 | 0 | 0 | 0 |  | 0
|  |  | DUGAON | 2545 | 4 |  | 1 |  |  | 1 | 6 | 1 | 0 | 1 |  | 0 | 0 | 0 |  |  |  | 0 | 0 | 0 | 0 |  | 0
|  |  | kasbe-sukene | 2565 | 1 |  | 0 |  |  | 0 | 1 | 0 | 0 | 0 |  | 0 | 0 | 0 |  |  |  | 0 | 0 | 0 | 0 |  | 0
|  |  | KAZI-SANGAVI | 2547 | 1 |  | 2 |  |  | 0 | 3 | 0 | 0 | 0 |  | 0 | 0 | 0 |  |  |  | 0 | 0 | 0 | 0 |  | 0
|  |  | KHEDGAON | 2558 | 9 | 1 | 1 |  | 6 | 1 | 12 | 3 | 0 | 3 |  | 0 | 0 | 0 |  |  |  | 0 | 0 | 0 | 0 |  | 0
|  |  | Lasalgaon(R) | 2576 |  |  | 0 |  | 1 | 0 | 0 | 4 | 0 | 4 |  | 0 | 0 | 0 |  |  |  | 0 | 0 | 0 | 0 |  | 0
|  |  | Lasalgaon(U) | 2572 | 2 |  | 0 |  |  | 0 | 2 | 1 | 0 | 1 |  | 0 | 0 | 0 |  |  |  | 0 | 0 | 0 | 0 |  | 0
|  |  | nandur(m) | 2564 |  | 5 | 0 |  | 1 | 0 | 5 | 3 | 0 | 3 |  | 0 | 0 | 0 |  |  |  | 0 | 0 | 0 | 0 |  | 0
|  |  | niphad-u | 2561 | 19 | 2 | 2 |  | 8 | 1 | 24 | 0 | 0 | 0 |  | 0 | 0 | 0 |  |  |  | 0 | 0 | 0 | 0 |  | 0
|  |  | PALKHED | 2554 |  |  | 1 |  | 1 | 0 | 1 | 0 | 0 | 0 |  | 0 | 0 | 0 |  |  |  | 0 | 0 | 0 | 0 |  | 0
|  |  | Pimpalgaon | S255 |  | 1 | 0 |  |  | 0 | 1 | 0 | 0 | 0 |  | 0 | 0 | 0 |  |  |  | 0 | 0 | 0 | 0 |  | 0
|  |  | PIMPALGAON RI | 2552 |  | 4 | 0 |  | 0 | 0 | 4 | 0 | 0 | 0 |  | 0 | 0 | 0 |  |  |  | 0 | 0 | 0 | 0 |  | 0
|  |  | PIMPALGAON RII | 2553 |  | 3 | 0 |  |  | 0 | 3 | 0 | 0 | 0 |  | 0 | 0 | 0 |  |  |  | 0 | 0 | 0 | 0 |  | 0
|  |  | PIMPALGAON URBAN | 2551 | 6 | 5 | 2 |  |  | 2 | 15 | 6 | 0 | 6 |  | 0 | 0 | 0 |  |  |  | 0 | 0 | 0 | 0 |  | 0
|  |  | R'pimplas | 2566 |  |  | 0 |  |  | 1 | 1 | 0 | 0 | 0 |  | 0 | 0 | 0 |  |  |  | 0 | 0 | 0 | 0 |  | 0
|  |  | Sarola | 2575 |  |  | 0 |  |  | 0 | 0 | 1 | 0 | 1 |  | 0 | 0 | 0 |  |  |  | 0 | 0 | 0 | 0 |  | 0
|  |  | SHINGAVE | 254B | 2 | 7 | 0 |  |  | 0 | 9 | 2 | 0 | 2 |  | 0 | 0 | 0 |  |  |  | 0 | 0 | 0 | 0 |  | 0
|  |  | SHIVARE | 254C | 8 |  | 1 |  | 2 | 0 | 9 | 1 | 0 | 1 |  | 0 | 0 | 0 |  |  |  | 0 | 0 | 0 | 0 |  | 0
|  |  | ugaon | 2563 | 2 |  | 3 |  | 1 | 0 | 5 | 0 | 0 | 0 |  | 0 | 0 | 0 |  |  |  | 0 | 0 | 0 | 0 |  | 0
|  |  | VADNER BHAIRAV | 254A | 1 |  | 1 |  |  | 0 | 2 | 1 | 0 | 1 |  | 0 | 0 | 0 |  |  |  | 0 | 0 | 0 | 0 |  | 0
|  |  | Vendor Store Loc | V001 |  |  | 0 |  |  | 100 | 100 | 0 | 174 | 174 |  | 0 | 0 | 0 |  |  |  | 0 | 0 | 0 | 0 |  | 0
|  |  | Vinchur | 2574 | 2 |  | 0 |  |  | 0 | 2 | 1 | 0 | 1 |  | 0 | 0 | 0 |  |  |  | 0 | 0 | 0 | 0 |  | 0
|  |  | WADALI BHOI-1 | 2548 | 22 |  | 0 |  |  | 0 | 22 | 1 | 0 | 1 |  | 0 | 0 | 0 |  |  |  | 0 | 0 | 0 | 0 |  | 0
|  |  | WADALI BHOI-2 | 2549 | 4 |  | 0 |  |  | 0 | 4 | 0 | 0 | 0 |  | 0 | 0 | 0 |  |  |  | 0 | 0 | 0 | 0 |  | 0
|  |  | Wakad | 2573 |  |  | 0 |  |  | 0 | 0 | 1 | 1 | 2 |  | 0 | 0 | 0 |  |  |  | 0 | 0 | 0 | 0 |  | 0
|  |  | WARKHEDA | 2557 |  |  | 0 |  |  | 1 | 1 | 0 | 0 | 0 |  | 0 | 0 | 0 |  |  |  | 0 | 0 | 0 | 0 |  | 0
|  | DIVISION TOTAL |  |  | 115 | 328 | 20 | 0 | 21 | 107 | 570 | 236 | 175 | 411 | 0 | 0 | 0 | 0 | 0 | 0 | 0 | 0 | 0 | 4 | 0 | 0 | 0
|  | Nashik Urban-II Dn. Nashik Ro | Adgaon | 5372 | 1 | 3 | 2 |  | 1 | 0 | 6 | 13 | 0 | 13 |  | 0 | 0 | 0 |  |  |  | 0 | 0 | 0 | 0 |  | 0
|  |  | BELGAON DHAGA | 2681 | 3 | 4 | 0 |  | 5 | 0 | 7 | 1 | 0 | 1 |  | 0 | 0 | 0 |  |  |  | 0 | 0 | 0 | 0 |  | 0
|  |  | Bhagur ( R) | 5374 |  |  | 0 |  |  | 0 | 0 | 20 | 0 | 20 |  | 0 | 0 | 0 |  |  |  | 0 | 0 | 0 | 0 |  | 0
|  |  | BHAGUR U | 6713 | 2 |  | 0 |  |  | 0 | 2 | 12 | 0 | 12 |  | 0 | 0 | 0 |  |  |  | 0 | 0 | 0 | 0 |  | 0
|  |  | CCO&M (R) SDN NS | S537 |  |  | 0 |  |  | 0 | 0 | 18 | 0 | 18 |  | 0 | 0 | 0 |  |  |  | 0 | 0 | 0 | 0 |  | 0
|  |  | DEOLALI S/DN. | S671 |  |  | 0 |  |  | 0 | 0 | 3 | 0 | 3 |  | 0 | 0 | 0 |  |  |  | 0 | 0 | 0 | 0 |  | 0
|  |  | DEOLALICAMP | 6712 |  |  | 0 |  |  | 0 | 0 | 23 | 0 | 23 |  | 0 | 1 | 0 |  |  |  | 0 | 0 | 0 | 0 |  | 0
|  |  | DEOLALIGAON | 6711 |  |  | 1 |  |  | 0 | 1 | 4 | 0 | 4 |  | 0 | 0 | 0 |  |  |  | 0 | 0 | 0 | 0 |  | 0
|  |  | Dwarka | 6702 |  |  | 0 |  |  | 0 | 0 | 12 | 0 | 12 |  | 0 | 0 | 0 |  |  |  | 0 | 0 | 0 | 0 |  | 0
|  |  | DWARKA S/DN. | S670 |  |  | 0 |  |  | 0 | 0 | 1 | 0 | 1 |  | 0 | 1 | 0 | 8 |  |  | 0 | 0 | 0 | 0 |  | 0
|  |  | GANGAPUR | 7493 | 3 |  | 0 |  |  | 0 | 3 | 45 | 0 | 45 |  | 0 | 0 | 0 |  |  |  | 0 | 0 | 0 | 0 |  | 0
|  |  | GANGAPUR N.(U) S | S749 |  | 1 | 0 |  |  | 0 | 1 | 14 | 0 | 14 |  | 0 | 0 | 3 | 2 |  |  | 0 | 0 | 0 | 0 |  | 0
|  |  | GIRNARE | 2682 |  | 18 | 0 |  | 19 | 0 | 18 | 13 | 0 | 13 |  | 0 | 0 | 0 |  |  |  | 0 | 0 | 0 | 0 |  | 0
|  |  | HARSUL | 2684 | 14 | 62 | 0 |  | 1 | 1 | 77 | 5 | 0 | 5 |  | 0 | 0 | 0 |  |  |  | 0 | 0 | 0 | 0 |  | 0
|  |  | INDIRA NAGAR | 6701 | 1 |  | 1 |  |  | 0 | 2 | 13 | 0 | 13 |  | 0 | 0 | 0 |  |  |  | 0 | 0 | 0 | 0 |  | 0
|  |  | JAIL ROAD | 2511 |  | 2 | 2 |  |  | 0 | 4 | 2 | 0 | 2 |  | 0 | 0 | 0 |  |  |  | 0 | 0 | 0 | 0 |  | 0
|  |  | Kamatwada | 6703 |  |  | 0 |  |  | 0 | 0 | 11 | 0 | 11 |  | 0 | 0 | 0 |  |  |  | 0 | 0 | 0 | 0 |  | 0
|  |  | MAKHAMALABAD | 7492 | 1 | 2 | 0 |  |  | 0 | 3 | 7 | 0 | 7 |  | 0 | 0 | 0 |  |  |  | 0 | 0 | 0 | 0 |  | 0
|  |  | Nashik U-II Dn. | D041 | 8 |  | 7562 |  |  | 0 | 7570 | 11 | 0 | 11 |  | 0 | 0 | 1 | 1 |  |  | 0 | 0 | 0 | 3 |  | 0
|  |  | NASIK (R) SUBDN | S268 |  | 5 | 0 |  |  | 0 | 5 | 81 | 0 | 81 |  | 0 | 0 | 0 |  |  |  | 0 | 0 | 0 | 0 |  | 0
|  |  | NASIK RD (U) S/D | S251 | 2 |  | 0 |  |  | 0 | 2 | 4 | 0 | 4 |  | 0 | 0 | 0 |  |  |  | 0 | 0 | 0 | 0 |  | 0
|  |  | Pathardi | 6705 |  |  | 0 |  |  | 0 | 0 | 5 | 0 | 5 |  | 0 | 3 | 0 |  |  |  | 0 | 0 | 0 | 0 |  | 0
|  |  | POWER HOUSE I | 2513 |  | 1 | 0 |  |  | 0 | 1 | 6 | 0 | 6 |  | 0 | 0 | 0 |  |  |  | 0 | 0 | 0 | 0 |  | 0
|  |  | POWER HOUSE II | 2512 | 1 | 3 | 2 |  |  | 0 | 6 | 2 | 0 | 2 |  | 0 | 0 | 0 |  |  |  | 0 | 0 | 0 | 0 |  | 0
|  |  | Ranenagar | 6704 | 3 | 5 | 2 |  |  | 0 | 10 | 3 | 0 | 3 |  | 0 | 1 | 0 |  |  |  | 0 | 0 | 0 | 0 |  | 0
|  |  | Samangaon | 5371 | 2 |  | 0 |  |  | 0 | 2 | 6 | 0 | 6 |  | 0 | 0 | 0 |  |  |  | 0 | 0 | 0 | 0 |  | 0
|  |  | SATPUR | 7491 | 1 |  | 0 |  |  | 0 | 1 | 8 | 0 | 8 |  | 0 | 0 | 0 |  |  |  | 0 | 0 | 0 | 0 |  | 0
|  |  | Sayyad Pimpri | 5375 |  | 2 | 0 |  |  | 1 | 3 | 7 | 0 | 7 |  | 0 | 0 | 0 |  |  |  | 0 | 0 | 0 | 0 |  | 0
|  |  | Shinde | 5373 |  |  | 1 |  |  | 0 | 1 | 3 | 0 | 3 |  | 0 | 4 | 0 |  |  |  | 0 | 0 | 0 | 0 |  | 0
|  |  | THANAPADA | 2685 |  | 9 | 0 |  |  | 0 | 9 | 0 | 0 | 0 |  | 0 | 0 | 0 |  |  |  | 0 | 0 | 0 | 0 |  | 0
|  |  | TRAMBAKESHWAR | 2683 |  | 5 | 2 |  | 1 | 0 | 7 | 12 | 0 | 12 | 1 | 0 | 0 | 0 |  |  |  | 0 | 0 | 0 | 0 |  | 0
|  |  | UPNAGAR | 2514 |  | 2 | 0 |  |  | 0 | 2 | 1 | 0 | 1 | 1 | 0 | 0 | 0 |  |  |  | 0 | 0 | 0 | 0 |  | 0
|  | DIVISION TOTAL |  |  | 42 | 124 | 7575 | 0 | 27 | 2 | 7743 | 366 | 0 | 366 | 2 | 0 | 10 | 4 | 11 | 0 | 0 | 0 | 0 | 0 | 3 | 0 | 0
|  | Nashik Urban-I Dn. | 4TH SCHEME | 6694 |  |  | 0 |  |  | 0 | 0 | 2 | 0 | 2 |  | 0 | 0 | 0 |  |  |  | 0 | 0 | 0 | 0 |  | 0
|  |  | 5TH SCEME | 6695 | 7 |  | 2 |  |  | 1 | 10 | 4 | 0 | 4 |  | 0 | 0 | 4 | 5 |  |  | 0 | 0 | 0 | 0 |  | 0
|  |  | Adgaon Naka | 2526 | 1 |  | 0 |  |  | 0 | 1 | 6 | 0 | 6 |  | 0 | 0 | 0 |  |  |  | 0 | 0 | 0 | 0 |  | 0
|  |  | AMBAD | 6691 | 5 |  | 0 |  |  | 0 | 5 | 18 | 0 | 18 |  | 0 | 3 | 0 |  |  |  | 0 | 0 | 0 | 0 |  | 0
|  |  | ASHWIN NAGAR | 6693 | 24 | 21 | 0 |  |  | 0 | 45 | 5 | 0 | 5 |  | 0 | 0 | 0 |  |  |  | 0 | 0 | 0 | 0 |  | 0
|  |  | BHADRAKALI -I | 2505 | 2 | 18 | 0 |  |  | 0 | 20 | 15 | 0 | 15 |  | 0 | 0 | 0 |  |  |  | 0 | 0 | 0 | 0 |  | 0
|  |  | BHADRAKALI-II | 2502 | 3 |  | 3 |  |  | 0 | 6 | 9 | 0 | 9 |  | 0 | 0 | 0 |  |  |  | 0 | 0 | 0 | 0 |  | 0
|  |  | Bhardrakali-III | 2501 | 5 | 6 | 1 |  |  | 0 | 12 | 8 | 0 | 8 |  | 0 | 0 | 0 |  |  |  | 0 | 0 | 0 | 0 |  | 0
|  |  | CIDCO S/DN. | S669 |  |  | 0 |  |  | 0 | 0 | 31 | 0 | 31 |  | 0 | 0 | 0 |  |  |  | 0 | 0 | 0 | 0 |  | 0
|  |  | CITY S/DN. | S250 |  | 1 | 0 |  |  | 0 | 1 | 14 | 0 | 14 |  | 0 | 0 | 0 |  |  |  | 0 | 0 | 0 | 0 |  | 0
|  |  | DATTA CHOWK | 6692 | 2 | 9 | 0 |  |  | 0 | 11 | 7 | 0 | 7 |  | 0 | 0 | 0 |  |  |  | 0 | 0 | 0 | 0 |  | 0
|  |  | Dindori Road | 2523 |  |  | 0 |  |  | 0 | 0 | 8 | 0 | 8 |  | 0 | 0 | 0 |  |  |  | 0 | 0 | 0 | 0 |  | 0
|  |  | DJ PARK -I | 2504 |  |  | 0 |  |  | 0 | 0 | 4 | 0 | 4 |  | 0 | 0 | 0 |  |  |  | 0 | 0 | 0 | 0 |  | 0
|  |  | DJ PARK -II | 2503 | 3 |  | 0 |  |  | 0 | 3 | 13 | 0 | 13 |  | 0 | 0 | 0 |  |  |  | 0 | 0 | 0 | 0 |  | 0
|  |  | DWARKA=I | 2506 | 15 | 2 | 0 |  |  | 1 | 18 | 10 | 0 | 10 |  | 0 | 0 | 0 |  |  |  | 0 | 0 | 0 | 0 |  | 0
|  |  | Gangapur Road | 2532 | 1 |  | 3 |  |  | 0 | 4 | 70 | 0 | 70 |  | 0 | 0 | 0 |  |  |  | 0 | 0 | 0 | 0 |  | 0
|  |  | Makhamalabad Nak | 2521 |  | 1 | 1 |  |  | 0 | 2 | 3 | 0 | 3 |  | 0 | 0 | 0 |  |  |  | 0 | 0 | 0 | 0 |  | 0
|  |  | Market Yard | 2522 |  | 1 | 0 |  |  | 0 | 1 | 3 | 0 | 3 |  | 0 | 0 | 0 | 1 |  |  | 0 | 0 | 0 | 0 |  | 0
|  |  | MHB section | 2533 |  | 1 | 0 |  |  | 0 | 1 | 1 | 0 | 1 |  | 0 | 0 | 0 |  |  |  | 0 | 0 | 0 | 0 |  | 0
|  |  | MIDC | 2534 | 4 | 1 | 0 |  |  | 0 | 5 | 15 | 0 | 15 |  | 0 | 1 | 0 |  |  |  | 0 | 0 | 0 | 0 |  | 0
|  |  | Nashik U-I Dn. | D040 | 2 | 1 | 53861 |  |  | 0 | 53864 | 98 | 5 | 103 |  | 0 | 5 | 2 | 53 |  |  | 0 | 0 | 0 | 3 |  | 0
|  |  | Panchavati | 2524 | 1 | 1 | 0 |  |  | 0 | 2 | 3 | 0 | 3 |  | 0 | 0 | 0 |  |  |  | 0 | 0 | 0 | 0 |  | 0
|  |  | SATPUR S/DN. | S253 |  |  | 0 |  |  | 0 | 0 | 0 | 0 | 0 |  | 0 | 0 | 0 |  |  |  | 0 | 0 | 0 | 0 |  | 0
|  |  | Sawarkar Nagar | 2535 |  |  | 0 |  |  | 0 | 0 | 17 | 0 | 17 |  | 0 | 0 | 0 |  |  |  | 0 | 0 | 0 | 0 |  | 0
|  |  | Tapowan | 2525 | 1 |  | 1 |  |  | 0 | 2 | 13 | 0 | 13 |  | 0 | 0 | 0 |  |  |  | 0 | 0 | 0 | 0 |  | 0
|  |  | Trimbak Road | 2531 |  | 1 | 1 |  |  | 0 | 2 | 11 | 0 | 11 |  | 0 | 0 | 0 |  |  |  | 0 | 0 | 0 | 0 |  | 0
|  | DIVISION TOTAL |  |  | 76 | 64 | 53873 | 0 | 0 | 2 | 54015 | 388 | 5 | 393 | 0 | 0 | 9 | 6 | 59 | 0 | 0 | 0 | 0 | 0 | 3 | 0 | 0
|  | Nasik Rural Division | Borgaon | 8292 |  | 72 | 1 |  | 2 | 0 | 73 | 0 | 0 | 0 |  | 0 | 0 | 0 |  |  |  | 0 | 0 | 0 | 0 |  | 0
|  |  | chandori r | 2743 |  |  | 0 |  |  | 0 | 0 | 8 | 0 | 8 |  | 0 | 1 | 0 |  |  |  | 0 | 0 | 0 | 0 |  | 0
|  |  | chandori u | 2744 |  |  | 0 |  |  | 0 | 0 | 9 | 0 | 9 |  | 0 | 0 | 0 |  |  |  | 0 | 0 | 0 | 2 |  | 0
|  |  | Dapur | 2735 |  |  | 0 |  |  | 1 | 1 | 50 | 0 | 50 |  | 0 | 0 | 0 |  |  |  | 0 | 0 | 0 | 1 |  | 0
|  |  | DEOPUR | 2736 |  |  | 1 |  |  | 0 | 1 | 50 | 0 | 50 |  | 0 | 0 | 0 |  |  |  | 0 | 0 | 0 | 1 |  | 0
|  |  | Dhamangaon | 2716 |  |  | 0 |  |  | 0 | 0 | 3 | 0 | 3 |  | 0 | 1 | 0 |  |  |  | 0 | 0 | 0 | 0 |  | 0
|  |  | DINDORI (R) SUBD | S270 |  |  | 0 |  |  | 0 | 0 | 9 | 0 | 9 |  | 0 | 0 | 0 |  |  |  | 0 | 0 | 10 | 2 |  | 0
|  |  | Dindori R | 2702 |  | 24 | 0 |  |  | 0 | 24 | 15 | 0 | 15 |  | 0 | 0 | 0 |  |  |  | 0 | 0 | 0 | 6 |  | 0
|  |  | Dindori U | 2701 |  | 19 | 0 |  |  | 0 | 19 | 9 | 0 | 9 |  | 0 | 2 | 0 |  |  |  | 0 | 0 | 0 | 12 |  | 0
|  |  | Ghoti Rural | 2714 |  | 24 | 0 |  |  | 0 | 24 | 8 | 0 | 8 |  | 0 | 1 | 0 |  |  |  | 0 | 0 | 0 | 0 |  | 0
|  |  | Ghoti Urban | 2713 | 7 | 7 | 6 |  |  | 0 | 20 | 0 | 0 | 0 |  | 0 | 1 | 0 |  |  |  | 0 | 0 | 0 | 0 |  | 0
|  |  | IGATPURI (R) | S271 |  |  | 0 |  |  | 0 | 0 | 35 | 0 | 35 |  | 0 | 7 | 0 |  |  |  | 0 | 0 | 0 | 2 |  | 0
|  |  | Igatpuri Rural | 2712 |  | 12 | 0 |  |  | 0 | 12 | 0 | 0 | 0 |  | 0 | 0 | 0 |  |  |  | 0 | 0 | 0 | 0 |  | 0
|  |  | IGATPURI URBAN | 2711 | 13 | 7 | 3 |  |  | 0 | 23 | 0 | 0 | 0 |  | 0 | 0 | 0 |  |  |  | 0 | 0 | 0 | 0 |  | 0
|  |  | janori | 2747 | 10 |  | 2 |  |  | 0 | 12 | 15 | 0 | 15 |  | 0 | 3 | 0 |  |  |  | 0 | 0 | 0 | 2 |  | 0
|  |  | KARNJAWAN | 2705 | 4 | 24 | 0 |  |  | 0 | 28 | 1 | 0 | 1 |  | 0 | 0 | 0 |  |  |  | 0 | 0 | 0 | 3 |  | 0
|  |  | malsakore | 2746 |  |  | 0 |  |  | 0 | 0 | 38 | 0 | 38 |  | 0 | 0 | 0 |  |  |  | 0 | 0 | 0 | 4 |  | 0
|  |  | MUSALGAON | 2724 |  |  | 0 |  |  | 0 | 0 | 5 | 0 | 5 |  | 0 | 5 | 0 | 1 |  |  | 0 | 0 | 0 | 5 |  | 0
|  |  | NANASHI | 2692 | 11 |  | 3 |  |  | 6 | 20 | 6 | 0 | 6 |  | 0 | 0 | 0 |  |  |  | 0 | 0 | 0 | 0 |  | 0
|  |  | Nandur Shingote | 2731 |  | 5 | 0 |  |  | 0 | 5 | 50 | 0 | 50 |  | 0 | 0 | 0 |  |  |  | 0 | 0 | 0 | 6 |  | 0
|  |  | Nasik R Div | D604 | 1 |  | 3 |  | 167 | 0 | 4 | 239 | 0 | 239 |  | 107 | 176 | 0 | 115 |  |  | 0 | 0 | 2 | 51 |  | 0
|  |  | OZAR (R) SUBDN | S274 |  |  | 0 |  |  | 0 | 0 | 3 | 0 | 3 |  | 0 | 0 | 0 |  |  |  | 0 | 0 | 0 | 0 |  | 0
|  |  | PANDURALI | 2723 |  |  | 0 |  |  | 0 | 0 | 2 | 0 | 2 |  | 0 | 0 | 0 |  |  |  | 0 | 0 | 0 | 0 |  | 0
|  |  | Pathare | 2733 | 1 |  | 0 |  |  | 0 | 1 | 50 | 0 | 50 |  | 0 | 0 | 0 |  |  |  | 0 | 0 | 0 | 3 |  | 0
|  |  | PEINTH | S269 |  | 344 | 3 |  |  | 0 | 347 | 65 | 0 | 65 |  | 0 | 0 | 0 |  |  |  | 0 | 0 | 0 | 10 |  | 0
|  |  | Peth | 2693 | 15 | 220 | 2 |  |  | 0 | 237 | 10 | 0 | 10 |  | 0 | 0 | 0 |  |  |  | 0 | 0 | 0 | 0 |  | 0
|  |  | R-I | 2721 |  |  | 0 |  |  | 0 | 0 | 2 | 0 | 2 |  | 0 | 1 | 0 | 1 |  |  | 0 | 0 | 0 | 0 |  | 0
|  |  | R-II | 2722 |  |  | 0 |  |  | 0 | 0 | 1 | 0 | 1 |  | 0 | 0 | 0 |  |  |  | 0 | 0 | 0 | 0 |  | 0
|  |  | SAIKHEDA | 2745 |  |  | 0 |  |  | 0 | 0 | 13 | 0 | 13 |  | 0 | 0 | 0 |  |  |  | 0 | 0 | 0 | 0 |  | 0
|  |  | SINNAR-I | S272 |  |  | 0 |  |  | 0 | 0 | 1 | 0 | 1 |  | 0 | 1 | 0 |  |  |  | 0 | 0 | 10 | 14 |  | 0
|  |  | SINNAR-U | 2727 |  | 2 | 0 |  |  | 0 | 2 | 0 | 0 | 0 |  | 0 | 0 | 0 |  |  |  | 0 | 0 | 0 | 0 |  | 0
|  |  | SONABE | 2726 |  |  | 0 |  |  | 0 | 0 | 4 | 0 | 4 |  | 0 | 0 | 0 |  |  |  | 0 | 0 | 0 | 0 |  | 0
|  |  | surgana | 8291 | 1 | 196 | 0 |  |  | 0 | 197 | 0 | 0 | 0 |  | 0 | 0 | 0 |  |  |  | 0 | 0 | 0 | 0 |  | 0
|  |  | SURGANA SDN | S829 |  | 220 | 0 |  |  | 0 | 220 | 0 | 0 | 0 |  | 0 | 0 | 0 |  |  |  | 0 | 0 | 0 | 0 |  | 0
|  |  | THANGAON | 2725 |  |  | 0 |  |  | 0 | 0 | 21 | 0 | 21 |  | 0 | 0 | 0 |  |  |  | 0 | 0 | 0 | 0 |  | 0
|  |  | UMRALE | 2691 | 4 |  | 3 |  | 1 | 1 | 8 | 0 | 0 | 0 |  | 0 | 0 | 0 |  |  |  | 0 | 0 | 0 | 0 |  | 0
|  |  | VANI U | 2703 |  | 16 | 0 |  |  | 0 | 16 | 10 | 0 | 10 |  | 0 | 0 | 0 |  |  |  | 0 | 0 | 0 | 7 |  | 0
|  |  | VANI_R | 2704 |  | 17 | 0 |  |  | 0 | 17 | 9 | 0 | 9 |  | 0 | 0 | 0 |  |  |  | 0 | 0 | 0 | 0 |  | 0
|  |  | Wadangali | 2732 |  |  | 0 |  |  | 1 | 1 | 21 | 0 | 21 |  | 0 | 0 | 0 |  |  |  | 0 | 0 | 0 | 2 |  | 0
|  |  | Wadivarhe | 2715 | 1 |  | 0 |  |  | 0 | 1 | 0 | 0 | 0 |  | 0 | 5 | 0 |  |  |  | 0 | 0 | 8 | 16 |  | 0
|  |  | Wavi | 2734 | 1 | 20 | 0 |  |  | 0 | 21 | 25 | 0 | 25 |  | 0 | 0 | 0 |  |  |  | 0 | 0 | 0 | 5 |  | 0
|  | DIVISION TOTAL |  |  | 69 | 1229 | 27 | 0 | 170 | 9 | 1334 | 787 | 0 | 787 | 0 | 107 | 204 | 0 | 117 | 0 | 0 | 0 | 0 | 30 | 154 | 0 | 0
| CIRCLE TOTAL |  |  |  | 310 | 1745 | 61495 | 0 | 224 | 120 | 63670 | 1777 | 180 | 1957 | 33 | 107 | 223 | 10 | 187 | 0 | 0 | 0 | 0 | 34 | 204 | 0 | 0
ZONE TOTAL |  |  |  |  | 1804 | 3969 | 61562 | 2365 | 9623 | 557 | 67892 | 4225 | 604 | 4829 | 70 | 131 | 1338 | 228 | 426 | 1 | 0 | 1 | 2 | 49 | 302 | 0 | 0
RATNAGIRI ZONE | RATNAGIRI CIRCLE | Ratnagiri Circle | Cmn Str Netivali | W399 |  |  | 0 |  |  | 0 | 0 | 0 | 0 | 0 | 18 | 0 | 0 | 0 |  |  |  | 0 | 0 | 0 | 0 |  | 0
|  |  | Com Str Ratnagir | W563 |  |  | 0 |  |  | 0 | 0 | 1000 | 0 | 1000 |  | 0 | 0 | 0 |  |  |  | 0 | 0 | 0 | 0 |  | 0
|  |  | Ratnagiri Circle | C560 |  |  | 0 |  |  | 0 | 0 | 281 | 0 | 281 | 5 | 0 | 0 | 0 |  |  |  | 0 | 0 | 12 | 289 |  | 0
|  |  | Com Str Ratnagir | W563 |  |  | 1 |  | 7092 | 3 | 4 | 0 | 0 | 0 |  | 0 | 0 | 0 |  |  |  | 0 | 0 | 0 | 0 |  | 0
|  | Chiplun Division | ABLOLI | 1794 | 3 | 17 | 0 | 1 |  | 0 | 20 | 8 | 10 | 18 | 1 | 3 | 1 | 0 |  |  |  | 0 | 0 | 0 | 0 |  | 0
|  |  | asurde | 7173 | 9 | 25 | 1 |  | 6 | 0 | 35 | 0 | 4 | 4 |  | 0 | 0 | 0 |  |  |  | 0 | 0 | 0 | 0 |  | 0
|  |  | Chiplun Div | D561 | 1500 | 38 | 12 | 5 | 23 | 0 | 1550 | 0 | 39 | 39 | 2 | 0 | 0 | 0 |  |  |  | 0 | 0 | 0 | 0 |  | 0
|  |  | Chiplun R SDV | S177 |  |  | 0 |  |  | 0 | 0 | 0 | 3 | 3 |  | 0 | 0 | 0 |  |  |  | 0 | 0 | 0 | 0 |  | 0
|  |  | Chiplun U SDV | S176 |  |  | 1 |  | 1 | 0 | 1 | 0 | 0 | 0 | 1 | 0 | 0 | 0 |  |  |  | 0 | 0 | 0 | 0 |  | 0
|  |  | chiplun Urban I | 1761 | 57 | 81 | 0 | 1 | 8 | 0 | 138 | 0 | 1 | 1 | 1 | 0 | 0 | 0 |  |  |  | 0 | 0 | 0 | 0 |  | 0
|  |  | Chiplun Urban II | 1762 | 121 | 48 | 0 |  |  | 0 | 169 | 1 | 0 | 1 |  | 0 | 0 | 0 |  |  |  | 0 | 0 | 0 | 0 |  | 0
|  |  | ChiplunUrban III | 1763 | 63 | 82 | 0 | 5 | 6 | 1 | 146 | 4 | 2 | 6 |  | 0 | 0 | 0 |  |  |  | 0 | 0 | 0 | 0 |  | 0
|  |  | DHAMNAND | 1776 | 54 | 29 | 1 | 1 |  | 0 | 84 | 3 | 0 | 3 | 2 | 0 | 0 | 0 |  |  |  | 0 | 0 | 0 | 0 |  | 0
|  |  | Gughagar SDV | S179 | 180 | 16 | 0 |  |  | 0 | 196 | 0 | 93 | 93 |  | 0 | 0 | 0 |  |  |  | 0 | 0 | 0 | 0 |  | 0
|  |  | GUHAGAR | 1791 |  | 18 | 3 |  |  | 0 | 21 | 0 | 1 | 1 | 2 | 0 | 0 | 0 |  |  |  | 0 | 0 | 0 | 0 |  | 0
|  |  | KHERDI | 1764 | 61 | 58 | 0 |  | 11 | 0 | 119 | 1 | 2 | 3 |  | 1 | 1 | 0 |  |  |  | 0 | 0 | 0 | 0 |  | 0
|  |  | MARGATAMHANE | 1774 | 41 | 51 | 8 |  | 2 | 1 | 101 | 5 | 2 | 7 | 2 | 0 | 1 | 0 |  |  |  | 0 | 0 | 0 | 0 |  | 0
|  |  | PACHAD | 1775 | 49 | 18 | 0 |  | 1 | 0 | 67 | 0 | 0 | 0 |  | 0 | 0 | 0 |  |  |  | 0 | 0 | 0 | 0 |  | 0
|  |  | PALSHET | 1793 | 16 | 14 | 0 |  |  | 0 | 30 | 1 | 4 | 5 | 1 | 0 | 0 | 0 |  |  |  | 0 | 0 | 0 | 0 |  | 0
|  |  | PIMPLI | 1773 | 35 | 2 | 0 | 1 |  | 0 | 37 | 1 | 0 | 1 |  | 0 | 0 | 0 |  |  |  | 0 | 0 | 0 | 0 |  | 0
|  |  | RANVI | 1796 | 6 | 11 | 3 |  | 2 | 0 | 20 | 0 | 2 | 2 |  | 0 | 0 | 0 |  |  |  | 0 | 0 | 0 | 0 |  | 0
|  |  | R-II | 1771 | 50 | 4 | 0 |  |  | 0 | 54 | 0 | 0 | 0 |  | 0 | 0 | 0 |  |  |  | 0 | 0 | 0 | 0 |  | 0
|  |  | sawarde | 7172 | 7 | 20 | 6 |  | 3 | 0 | 33 | 3 | 23 | 26 | 2 | 0 | 0 | 0 |  |  |  | 0 | 0 | 0 | 0 |  | 0
|  |  | Sawarde SDV | S717 | 99 | 23 | 0 | 2 | 22 | 0 | 122 | 0 | 9 | 9 | 1 | 0 | 0 | 0 |  |  |  | 0 | 0 | 0 | 0 |  | 0
|  |  | Shirgaon | 1772 | 41 |  | 2 |  | 5 | 0 | 43 | 2 | 5 | 7 |  | 0 | 0 | 0 |  |  |  | 0 | 0 | 0 | 0 |  | 0
|  |  | SHRUNGARTALI | 1792 | 56 | 10 | 2 |  |  | 4 | 72 | 1 | 3 | 4 | 2 | 0 | 0 | 0 |  |  |  | 0 | 0 | 0 | 0 |  | 0
|  |  | TALAVALI | 1795 | 43 | 10 | 3 |  | 3 | 0 | 56 | 6 | 22 | 28 | 1 | 0 | 0 | 0 |  |  |  | 0 | 0 | 0 | 0 |  | 0
|  |  | turambav | 7171 | 9 | 5 | 0 |  | 4 | 0 | 14 | 1 | 10 | 11 |  | 0 | 0 | 0 |  |  |  | 0 | 0 | 0 | 0 |  | 0
|  | DIVISION TOTAL |  |  | 2500 | 580 | 42 | 16 | 97 | 6 | 3128 | 37 | 235 | 272 | 18 | 4 | 3 | 0 | 0 | 0 | 0 | 0 | 0 | 0 | 0 | 0 | 0
|  | Khed Division | AMBAVALI | 7624 |  | 17 | 0 |  |  | 0 | 17 | 2 | 0 | 2 |  | 0 | 0 | 0 |  |  |  | 0 | 0 | 0 | 0 |  | 0
|  |  | bankot | 1816 |  | 1 | 0 |  |  | 0 | 1 | 0 | 0 | 0 |  | 0 | 0 | 0 |  |  |  | 0 | 0 | 0 | 0 |  | 0
|  |  | bharna | 1802 | 152 | 8 | 1 |  | 5 | 0 | 161 | 7 | 0 | 7 | 1 | 1 | 0 | 0 |  |  |  | 0 | 0 | 0 | 0 |  | 0
|  |  | Dabhol | 1783 | 5 | 26 | 0 |  |  | 0 | 31 | 0 | 0 | 0 |  | 0 | 0 | 0 |  |  |  | 0 | 0 | 0 | 0 |  | 0
|  |  | Dapoli SDV .I | S178 | 400 | 20 | 0 |  |  | 0 | 420 | 7 | 5 | 12 |  | 0 | 0 | 0 |  |  |  | 0 | 0 | 0 | 0 |  | 0
|  |  | Dapoli Urban | 1781 |  | 228 | 0 |  |  | 0 | 228 | 0 | 0 | 0 |  | 0 | 2 | 0 |  |  |  | 0 | 0 | 0 | 0 |  | 0
|  |  | DAPOLI-RURAL-II | 7611 | 87 | 83 | 0 |  |  | 0 | 170 | 0 | 0 | 0 | 2 | 0 | 0 | 0 |  |  |  | 0 | 0 | 0 | 0 |  | 0
|  |  | DAPOLI-RURAL-III | 7612 | 89 | 11 | 0 |  |  | 0 | 100 | 12 | 0 | 12 | 1 | 0 | 0 | 0 |  |  |  | 0 | 0 | 0 | 0 |  | 0
|  |  | DEGAON | 7615 | 81 | 3 | 0 |  | 1 | 0 | 84 | 21 | 0 | 21 |  | 0 | 3 | 0 |  |  |  | 0 | 0 | 0 | 0 |  | 0
|  |  | devhare | 1815 | 1 | 14 | 0 |  |  | 0 | 15 | 5 | 0 | 5 |  | 0 | 0 | 0 |  |  |  | 0 | 0 | 0 | 0 |  | 0
|  |  | Harnai | 1784 | 3 | 28 | 0 |  |  | 0 | 31 | 4 | 0 | 4 |  | 0 | 0 | 0 |  |  |  | 0 | 0 | 0 | 0 |  | 0
|  |  | KARJEE | 7621 | 2 | 47 | 0 |  |  | 0 | 49 | 0 | 0 | 0 |  | 0 | 0 | 0 |  |  |  | 0 | 0 | 0 | 0 |  | 0
|  |  | kelshi | 1814 |  |  | 0 |  |  | 0 | 0 | 3 | 0 | 3 |  | 0 | 0 | 0 |  |  |  | 0 | 0 | 0 | 0 |  | 0
|  |  | Khed Div | D565 | 500 |  | 0 |  |  | 2 | 502 | 0 | 2 | 2 | 3 | 22 | 18 | 0 |  |  |  | 0 | 0 | 0 | 0 |  | 0
|  |  | Khed SDV | S180 | 20 |  | 0 |  |  | 0 | 20 | 0 | 0 | 0 | 12 | 0 | 0 | 0 |  |  |  | 0 | 0 | 0 | 0 |  | 0
|  |  | khed urban | 1801 | 2 | 548 | 0 |  | 3 | 0 | 550 | 14 | 0 | 14 | 2 | 0 | 0 | 0 |  |  |  | 0 | 0 | 0 | 0 |  | 0
|  |  | KHOPI | 7623 | 1 | 40 | 3 |  |  | 0 | 44 | 0 | 10 | 10 |  | 0 | 0 | 0 |  |  |  | 0 | 0 | 0 | 0 |  | 0
|  |  | KUDAVALE | 7613 | 80 | 4 | 0 |  |  | 0 | 84 | 1 | 8 | 9 | 1 | 0 | 0 | 0 |  |  |  | 0 | 0 | 0 | 0 |  | 0
|  |  | kumbale | 1813 |  |  | 0 |  |  | 0 | 0 | 2 | 0 | 2 |  | 0 | 0 | 0 |  |  |  | 0 | 0 | 0 | 0 |  | 0
|  |  | LOTE | 7622 | 19 | 102 | 0 |  | 1 | 0 | 121 | 13 | 0 | 13 | 11 | 0 | 0 | 0 |  |  |  | 0 | 0 | 0 | 0 |  | 0
|  |  | Lote SDV | S762 | 400 |  | 0 |  |  | 0 | 400 | 58 | 0 | 58 |  | 0 | 0 | 0 |  |  |  | 0 | 0 | 0 | 0 |  | 0
|  |  | mandangad | 1811 | 2 | 69 | 0 |  |  | 0 | 71 | 6 | 0 | 6 |  | 0 | 0 | 0 |  |  |  | 0 | 0 | 0 | 0 |  | 0
|  |  | Mandangad SDV | S181 | 400 |  | 0 |  |  | 0 | 400 | 2 | 0 | 2 |  | 0 | 0 | 0 |  |  |  | 0 | 0 | 0 | 0 |  | 0
|  |  | palgad | 1812 | 2 | 24 | 0 |  |  | 0 | 26 | 2 | 0 | 2 | 1 | 0 | 0 | 0 |  |  |  | 0 | 0 | 0 | 0 |  | 0
|  |  | Rural- III | 1804 | 102 |  | 0 |  |  | 0 | 102 | 2 | 4 | 6 |  | 0 | 0 | 0 |  |  |  | 0 | 0 | 0 | 0 |  | 0
|  |  | RURAL-1 | 1782 | 2 | 8 | 0 |  |  | 0 | 10 | 0 | 5 | 5 |  | 0 | 0 | 0 |  |  |  | 0 | 0 | 0 | 0 |  | 0
|  |  | RURAL-II | 1803 | 32 |  | 0 |  | 4 | 0 | 32 | 0 | 3 | 3 |  | 0 | 0 | 0 |  |  |  | 0 | 0 | 0 | 0 |  | 0
|  |  | WAKAVALI | 7614 | 80 | 52 | 0 |  |  | 0 | 132 | 13 | 0 | 13 |  | 0 | 0 | 0 |  |  |  | 0 | 0 | 0 | 0 |  | 0
|  | DIVISION TOTAL |  |  | 2462 | 1333 | 4 | 0 | 14 | 2 | 3801 | 174 | 37 | 211 | 34 | 23 | 23 | 0 | 0 | 0 | 0 | 0 | 0 | 0 | 0 | 0 | 0
|  | Ratnagiri Division | ARAWALI | 7645 | 58 |  | 0 |  |  | 0 | 58 | 0 | 0 | 0 |  | 0 | 0 | 0 |  |  |  | 0 | 0 | 0 | 0 |  | 0
|  |  | Bhambed | 5723 | 7 | 60 | 4 |  | 3 | 1 | 72 | 9 | 0 | 9 |  | 0 | 0 | 0 |  |  |  | 0 | 0 | 0 | 0 |  | 0
|  |  | Deorukh SDV | S189 |  | 5 | 0 |  |  | 0 | 5 | 0 | 0 | 0 |  | 3 | 5 | 0 |  |  |  | 0 | 0 | 0 | 0 |  | 0
|  |  | Devrukh Rural | 1892 | 150 | 13 | 0 |  |  | 0 | 163 | 0 | 0 | 0 |  | 0 | 0 | 0 |  |  |  | 0 | 0 | 0 | 0 |  | 0
|  |  | Devrukh Urban | 1891 | 149 | 6 | 0 |  |  | 0 | 155 | 0 | 0 | 0 |  | 0 | 0 | 0 |  |  |  | 0 | 0 | 0 | 0 |  | 0
|  |  | HATIVALE | 7631 | 201 | 26 | 0 |  |  | 0 | 227 | 2 | 0 | 2 |  | 0 | 0 | 0 |  |  |  | 0 | 0 | 0 | 0 |  | 0
|  |  | HATKHAMBA | 1925 | 300 |  | 0 |  |  | 0 | 300 | 2 | 1 | 3 |  | 0 | 0 | 0 |  |  |  | 0 | 0 | 0 | 0 |  | 0
|  |  | Jakadevi | 1904 |  | 9 | 0 |  | 1 | 0 | 9 | 1 | 2 | 3 |  | 0 | 0 | 0 |  |  |  | 0 | 0 | 0 | 0 |  | 0
|  |  | KASABA | 7642 |  | 9 | 0 |  |  | 0 | 9 | 0 | 1 | 1 |  | 0 | 0 | 0 |  |  |  | 0 | 0 | 0 | 0 |  | 0
|  |  | khandala | 1903 |  | 18 | 0 |  |  | 0 | 18 | 0 | 0 | 0 |  | 0 | 0 | 0 |  |  |  | 0 | 0 | 0 | 0 |  | 0
|  |  | Kosumb | 1893 | 150 | 20 | 0 |  |  | 0 | 170 | 0 | 0 | 0 |  | 0 | 0 | 0 |  |  |  | 0 | 0 | 0 | 0 |  | 0
|  |  | Kotowade | 1902 | 2 | 40 | 0 |  | 2 | 0 | 42 | 3 | 0 | 3 |  | 0 | 0 | 0 |  |  |  | 0 | 0 | 0 | 0 |  | 0
|  |  | KURADHUNDA | 7643 |  | 4 | 0 |  |  | 0 | 4 | 0 | 0 | 0 |  | 0 | 0 | 0 |  |  |  | 0 | 0 | 0 | 0 |  | 0
|  |  | lanja 1 | 5721 | 18 | 95 | 3 |  | 3 | 0 | 116 | 9 | 0 | 9 |  | 0 | 0 | 0 |  |  |  | 0 | 0 | 0 | 0 |  | 0
|  |  | lanja 2 | 5722 | 21 | 55 | 1 |  |  | 0 | 77 | 8 | 0 | 8 |  | 0 | 0 | 0 |  |  |  | 0 | 0 | 0 | 0 |  | 0
|  |  | Lanja SDV | S572 | 603 | 38 | 5 |  | 1 | 0 | 646 | 15 | 0 | 15 | 6 | 0 | 0 | 0 |  |  |  | 0 | 0 | 0 | 0 |  | 0
|  |  | Malgund | 1901 |  | 37 | 0 |  |  | 0 | 37 | 4 | 5 | 9 | 4 | 0 | 0 | 0 |  |  |  | 0 | 0 | 0 | 0 |  | 0
|  |  | ONI | 7632 | 130 | 19 | 0 |  |  | 0 | 149 | 0 | 0 | 0 |  | 0 | 0 | 0 |  |  |  | 0 | 0 | 0 | 0 |  | 0
|  |  | PACHAL | 7633 | 175 | 19 | 0 |  |  | 0 | 194 | 0 | 0 | 0 | 1 | 0 | 0 | 0 |  |  |  | 0 | 0 | 0 | 0 |  | 0
|  |  | PALI | 1924 | 53 | 11 | 2 | 2 | 5 | 0 | 66 | 1 | 0 | 1 |  | 0 | 0 | 0 |  |  |  | 0 | 0 | 0 | 0 |  | 0
|  |  | PAWAS 1 | 1921 | 56 | 8 | 1 |  |  | 0 | 65 | 0 | 1 | 1 |  | 0 | 0 | 0 |  |  |  | 0 | 0 | 0 | 0 |  | 0
|  |  | PAWAS 2 | 1922 | 51 | 6 | 0 |  |  | 0 | 57 | 2 | 1 | 3 | 1 | 0 | 0 | 0 |  |  |  | 0 | 0 | 0 | 0 |  | 0
|  |  | Rajapur SDV -I | S191 | 82 | 1014 | 15 |  |  | 0 | 1111 | 27 | 4 | 31 | 7 | 4 | 5 | 0 |  |  |  | 0 | 0 | 0 | 0 |  | 0
|  |  | Rajapur SDV -II | S763 | 37 |  | 0 |  |  | 0 | 37 | 6 | 2 | 8 | 2 | 0 | 5 | 0 |  |  |  | 0 | 0 | 0 | 0 |  | 0
|  |  | Ratnagiri Div | D563 |  |  | 0 |  |  | 0 | 0 | 1 | 0 | 1 | 5 | 28 | 11 | 0 |  |  |  | 0 | 0 | 0 | 0 |  | 0
|  |  | Ratnagiri R SDV | S192 | 100 | 16 | 2 |  |  | 4 | 122 | 4 | 7 | 11 | 2 | 2 | 4 | 0 |  |  |  | 0 | 0 | 0 | 0 |  | 0
|  |  | RATNAGIRI R-II | S190 | 600 | 58 | 0 |  |  | 0 | 658 | 0 | 3 | 3 | 4 | 0 | 4 | 0 |  |  |  | 0 | 0 | 0 | 0 |  | 0
|  |  | Ratnagiri U SDV | S193 |  |  | 0 |  |  | 0 | 0 | 1 | 0 | 1 | 1 | 0 | 0 | 0 |  |  |  | 0 | 0 | 0 | 0 |  | 0
|  |  | Ratnagiri U SIII | 1933 | 82 | 4 | 0 |  |  | 0 | 86 | 1 | 0 | 1 | 6 | 0 | 0 | 0 |  |  |  | 0 | 0 | 0 | 0 |  | 0
|  |  | Ratnagiri U S-IV | 1934 | 858 | 1 | 1 |  |  | 0 | 860 | 1 | 10 | 11 | 3 | 0 | 0 | 0 |  |  |  | 0 | 0 | 0 | 0 |  | 0
|  |  | Ratnagiri U SO-I | 1931 | 416 | 15 | 1 |  |  | 0 | 432 | 1 | 0 | 1 | 3 | 0 | 0 | 0 |  |  |  | 0 | 0 | 0 | 0 |  | 0
|  |  | Ratnagiri U SOII | 1932 | 426 | 1 | 1 |  |  | 0 | 428 | 1 | 0 | 1 | 2 | 0 | 0 | 0 |  |  |  | 0 | 0 | 0 | 0 |  | 0
|  |  | Ratnagiri U SO-V | 1935 | 413 |  | 1 |  |  | 1 | 415 | 0 | 0 | 0 | 2 | 0 | 0 | 0 |  |  |  | 0 | 0 | 0 | 0 |  | 0
|  |  | RURAL | 1923 | 50 |  | 0 |  |  | 0 | 50 | 0 | 0 | 0 |  | 0 | 0 | 0 |  |  |  | 0 | 0 | 0 | 0 |  | 0
|  |  | S.O.ADIWARE | 1913 | 18 | 52 | 0 |  |  | 0 | 70 | 5 | 0 | 5 |  | 0 | 0 | 0 |  |  |  | 0 | 0 | 0 | 0 |  | 0
|  |  | S.O.JAITAPUR | 1914 | 4 | 29 | 0 |  |  | 0 | 33 | 2 | 0 | 2 |  | 0 | 0 | 0 |  |  |  | 0 | 0 | 0 | 0 |  | 0
|  |  | S.O.RULAR | 1912 | 6 | 38 | 1 |  |  | 1 | 46 | 4 | 7 | 11 |  | 0 | 0 | 0 |  |  |  | 0 | 0 | 0 | 0 |  | 0
|  |  | S.O.URBAN | 1911 | 36 | 110 | 3 |  |  | 0 | 149 | 6 | 0 | 6 |  | 0 | 0 | 0 |  |  |  | 0 | 0 | 0 | 0 |  | 0
|  |  | Sakaharapa | 1894 | 150 | 7 | 1 |  |  | 0 | 158 | 1 | 0 | 1 |  | 0 | 0 | 0 |  |  |  | 0 | 0 | 0 | 0 |  | 0
|  |  | SANGAMESHWAR | 7641 | 61 | 6 | 0 |  |  | 0 | 67 | 0 | 0 | 0 |  | 0 | 0 | 0 |  |  |  | 0 | 0 | 0 | 0 |  | 0
|  |  | Sangmeshwar SDV | S764 | 480 | 6 | 1 |  |  | 0 | 487 | 0 | 13 | 13 | 1 | 3 | 5 | 0 |  |  |  | 0 | 0 | 0 | 0 |  | 0
|  |  | Satawali | 5724 | 3 | 50 | 0 |  | 2 | 3 | 56 | 7 | 0 | 7 |  | 0 | 0 | 0 |  |  |  | 0 | 0 | 0 | 0 |  | 0
|  |  | SOUNDAL | 7634 | 58 | 25 | 0 |  |  | 0 | 83 | 3 | 0 | 3 |  | 0 | 0 | 0 |  |  |  | 0 | 0 | 0 | 0 |  | 0
|  |  | TURAL | 7644 |  | 13 | 1 |  |  | 0 | 14 | 0 | 1 | 1 |  | 0 | 0 | 0 |  |  |  | 0 | 0 | 0 | 0 |  | 0
|  | DIVISION TOTAL |  |  | 6004 | 1943 | 44 | 2 | 17 | 10 | 8001 | 127 | 58 | 185 | 50 | 40 | 39 | 0 | 0 | 0 | 0 | 0 | 0 | 0 | 0 | 0 | 0
| CIRCLE TOTAL |  |  |  | 10966 | 3856 | 91 | 18 | 7220 | 21 | 14934 | 1619 | 330 | 1949 | 125 | 67 | 65 | 0 | 0 | 0 | 0 | 0 | 0 | 12 | 289 | 0 | 0
| SINDHUDURG CIRCLE | Sindhudurg Circle | Cmn Str Netivali | W399 |  |  | 0 |  |  | 0 | 0 | 0 | 0 | 0 | 16 | 0 | 0 | 0 |  |  |  | 0 | 0 | 0 | 0 |  | 0
|  |  | Com Str Kudal | W562 |  |  | 0 | 9227 | 99 | 0 | 0 | 0 | 0 | 0 |  | 0 | 0 | 0 |  |  |  | 0 | 0 | 0 | 0 |  | 0
|  |  | Sindhudurg Circl | C515 |  |  | 0 |  |  | 0 | 0 | 234 | 0 | 234 |  | 0 | 0 | 0 |  |  |  | 0 | 0 | 0 | 31 |  | 0
|  | Kankavali Division | Achara SDV | S766 |  |  | 0 |  |  | 0 | 0 | 0 | 0 | 0 | 1 | 0 | 0 | 0 |  |  |  | 0 | 0 | 0 | 0 |  | 0
|  |  | BHUIBAVADA | 5325 |  | 5 | 0 |  |  | 0 | 5 | 4 | 0 | 4 |  | 0 | 0 | 0 |  |  |  | 0 | 0 | 0 | 0 |  | 0
|  |  | CHAUKE | 1861 | 25 | 4 | 1 |  |  | 0 | 30 | 7 | 0 | 7 | 1 | 0 | 0 | 0 |  |  |  | 0 | 0 | 0 | 0 |  | 0
|  |  | DEOGAD URBAN | 1831 | 1 | 3 | 1 |  |  | 0 | 5 | 8 | 0 | 8 |  | 0 | 0 | 0 |  |  |  | 0 | 0 | 0 | 0 |  | 0
|  |  | ELYE | 1837 | 12 | 1 | 2 |  |  | 0 | 15 | 6 | 0 | 6 |  | 0 | 0 | 0 |  |  |  | 0 | 0 | 0 | 0 |  | 0
|  |  | Kankavali Div | D564 |  |  | 0 |  |  | 0 | 0 | 153 | 0 | 153 | 1 | 0 | 0 | 0 |  |  |  | 0 | 0 | 0 | 0 |  | 0
|  |  | Kankavali R-I | 1841 | 12 | 8 | 18 |  | 2 | 0 | 38 | 3 | 0 | 3 | 1 | 0 | 0 | 0 |  |  |  | 0 | 0 | 0 | 0 |  | 0
|  |  | Kankavali R-II | 1845 | 11 | 1 | 1 |  |  | 0 | 13 | 19 | 0 | 19 |  | 0 | 0 | 0 |  |  |  | 0 | 0 | 0 | 0 |  | 0
|  |  | Kankavali SDV | S184 | 9 | 5 | 0 |  |  | 0 | 14 | 0 | 0 | 0 |  | 0 | 0 | 0 |  |  |  | 0 | 0 | 0 | 0 |  | 0
|  |  | Kankavali Urban | 1843 |  | 294 | 4 |  | 1 | 0 | 298 | 1 | 0 | 1 | 1 | 0 | 0 | 0 |  |  |  | 0 | 0 | 0 | 0 |  | 0
|  |  | KATTA | 1862 | 24 | 7 | 1 |  |  | 1 | 33 | 6 | 2 | 8 | 1 | 0 | 0 | 0 |  |  |  | 0 | 0 | 0 | 0 |  | 0
|  |  | Kharepatan | 5324 |  | 14 | 1 |  | 1 | 0 | 15 | 5 | 2 | 7 |  | 0 | 0 | 0 |  |  |  | 0 | 0 | 0 | 0 |  | 0
|  |  | MASURA | 7662 | 3 | 2 | 1 |  |  | 0 | 6 | 1 | 0 | 1 |  | 0 | 0 | 0 |  |  |  | 0 | 0 | 0 | 0 |  | 0
|  |  | MOND | 1836 | 2 |  | 0 |  |  | 0 | 2 | 0 | 0 | 0 |  | 0 | 0 | 0 |  |  |  | 0 | 0 | 0 | 0 |  | 0
|  |  | Nandgaon | 1844 | 5 | 1 | 2 |  | 2 | 0 | 8 | 3 | 0 | 3 |  | 0 | 0 | 0 |  |  |  | 0 | 0 | 0 | 0 |  | 0
|  |  | PHANSGAON | 1835 |  |  | 2 |  |  | 0 | 2 | 1 | 0 | 1 |  | 0 | 0 | 0 |  |  |  | 0 | 0 | 0 | 0 |  | 0
|  |  | Phonda | 1842 |  |  | 0 |  |  | 0 | 0 | 1 | 0 | 1 |  | 0 | 0 | 0 |  |  |  | 0 | 0 | 0 | 0 |  | 0
|  |  | RURAL-I | 1864 | 20 | 4 | 0 |  |  | 0 | 24 | 5 | 0 | 5 | 1 | 0 | 0 | 0 |  |  |  | 0 | 0 | 0 | 0 |  | 0
|  |  | RURAL-II | 1865 | 28 |  | 2 |  |  | 0 | 30 | 13 | 0 | 13 |  | 0 | 0 | 0 |  |  |  | 0 | 0 | 0 | 0 |  | 0
|  |  | Sangave | 1846 | 7 | 3 | 0 |  |  | 0 | 10 | 4 | 0 | 4 | 1 | 0 | 0 | 0 |  |  |  | 0 | 0 | 0 | 0 |  | 0
|  |  | Shirgaon | 1833 | 31 | 1 | 1 |  |  | 0 | 33 | 11 | 0 | 11 | 1 | 0 | 0 | 0 |  |  |  | 0 | 0 | 0 | 0 |  | 0
|  |  | Sub-Div Deogad | S183 |  |  | 0 |  |  | 0 | 0 | 10 | 0 | 10 | 2 | 0 | 0 | 0 |  |  |  | 0 | 0 | 0 | 0 |  | 0
|  |  | TALEBAZAR | 1832 |  | 1 | 0 |  |  | 0 | 1 | 0 | 0 | 0 |  | 0 | 0 | 0 |  |  |  | 0 | 0 | 0 | 0 |  | 0
|  |  | Talere | 5323 | 3 | 6 | 6 |  | 5 | 0 | 15 | 22 | 0 | 22 |  | 0 | 0 | 0 |  |  |  | 0 | 0 | 0 | 0 |  | 0
|  |  | Urban | 1863 |  | 168 | 1 |  |  | 0 | 169 | 8 | 0 | 8 |  | 0 | 0 | 0 |  |  |  | 0 | 0 | 0 | 0 |  | 0
|  |  | Vaibhavwadi -1 | 5321 | 5 | 27 | 0 | 1 |  | 0 | 32 | 0 | 0 | 0 |  | 0 | 0 | 0 |  |  |  | 0 | 0 | 0 | 0 |  | 0
|  |  | Vaibhawadi-II | 5322 | 104 | 5 | 2 |  | 1 | 0 | 111 | 22 | 0 | 22 |  | 0 | 0 | 0 |  |  |  | 0 | 0 | 0 | 0 |  | 0
|  |  | WADA | 1834 | 1 | 1 | 0 |  |  | 0 | 2 | 0 | 0 | 0 |  | 0 | 0 | 0 |  |  |  | 0 | 0 | 0 | 0 |  | 0
|  | DIVISION TOTAL |  |  | 303 | 561 | 46 | 1 | 12 | 1 | 911 | 313 | 4 | 317 | 11 | 0 | 0 | 0 | 0 | 0 | 0 | 0 | 0 | 0 | 0 | 0 | 0
|  | Kudal Division | Banda I | 1876 |  | 1 | 1 |  | 1 | 0 | 2 | 1 | 0 | 1 | 1 | 0 | 0 | 0 |  |  |  | 0 | 0 | 0 | 0 |  | 0
|  |  | Banda II | 1877 | 2 | 6 | 0 |  |  | 0 | 8 | 2 | 0 | 2 |  | 0 | 0 | 0 |  |  |  | 0 | 0 | 0 | 0 |  | 0
|  |  | Bhedashi | 1882 | 2 | 10 | 0 |  |  | 0 | 12 | 3 | 0 | 3 |  | 0 | 0 | 0 |  |  |  | 0 | 0 | 0 | 0 |  | 0
|  |  | Dodamarg | 1881 | 10 | 16 | 1 |  | 1 | 1 | 28 | 6 | 2 | 8 |  | 0 | 0 | 0 |  |  |  | 0 | 0 | 0 | 0 |  | 0
|  |  | HUMARMALA | 7655 | 4 |  | 1 |  |  | 0 | 5 | 3 | 2 | 5 |  | 0 | 0 | 0 |  |  |  | 0 | 0 | 0 | 0 |  | 0
|  |  | KADAWAL | 7653 | 2 | 8 | 2 |  |  | 1 | 13 | 6 | 0 | 6 |  | 0 | 0 | 0 |  |  |  | 0 | 0 | 0 | 0 |  | 0
|  |  | Kalane | 1883 | 22 |  | 0 |  |  | 0 | 22 | 18 | 0 | 18 |  | 0 | 0 | 0 |  |  |  | 0 | 0 | 0 | 0 |  | 0
|  |  | Kudal Div | D562 | 600 | 39 | 1 |  |  | 0 | 640 | 14 | 0 | 14 | 5 | 0 | 0 | 0 |  |  |  | 0 | 0 | 0 | 0 |  | 0
|  |  | KUDAL RURAL | 1852 | 10 |  | 0 |  |  | 0 | 10 | 6 | 3 | 9 |  | 0 | 0 | 0 |  |  |  | 0 | 0 | 0 | 0 |  | 0
|  |  | Kudal SDV | S185 | 3 | 1 | 1 |  | 3 | 0 | 5 | 11 | 10 | 21 | 3 | 0 | 0 | 0 |  |  |  | 0 | 0 | 0 | 0 |  | 0
|  |  | KUDAL URBAN | 1851 | 4 |  | 1 |  | 11 | 1 | 6 | 8 | 0 | 8 |  | 0 | 0 | 0 |  |  |  | 0 | 0 | 0 | 0 |  | 0
|  |  | Madkhol | 1875 | 1 | 3 | 2 |  |  | 1 | 7 | 3 | 0 | 3 |  | 0 | 0 | 0 |  |  |  | 0 | 0 | 0 | 0 |  | 0
|  |  | MANGAV | 1853 | 4 | 6 | 0 |  |  | 0 | 10 | 0 | 1 | 1 |  | 0 | 0 | 0 |  |  |  | 0 | 0 | 0 | 0 |  | 0
|  |  | OROS | 7651 | 1 | 3 | 0 |  |  | 0 | 4 | 9 | 0 | 9 |  | 0 | 0 | 0 |  |  |  | 0 | 0 | 0 | 0 |  | 0
|  |  | PANDUR | 7652 |  |  | 0 |  |  | 0 | 0 | 4 | 0 | 4 | 2 | 0 | 0 | 0 |  |  |  | 0 | 0 | 0 | 0 |  | 0
|  |  | PAT | 7654 | 7 |  | 2 |  |  | 0 | 9 | 4 | 0 | 4 |  | 0 | 0 | 0 |  |  |  | 0 | 0 | 0 | 0 |  | 0
|  |  | REDI | 1824 | 13 | 1 | 0 |  |  | 0 | 14 | 7 | 0 | 7 |  | 0 | 0 | 0 |  |  |  | 0 | 0 | 0 | 0 |  | 0
|  |  | Sawantwadi (R) I | 1873 | 1 | 3 | 0 |  |  | 0 | 4 | 1 | 0 | 1 |  | 0 | 0 | 0 |  |  |  | 0 | 0 | 0 | 0 |  | 0
|  |  | Sawantwadi (U) I | 1871 |  | 4 | 0 |  |  | 0 | 4 | 0 | 0 | 0 |  | 0 | 0 | 0 |  |  |  | 0 | 0 | 0 | 0 |  | 0
|  |  | Sawantwadi -R | S188 |  |  | 0 |  |  | 0 | 0 | 16 | 0 | 16 |  | 0 | 0 | 0 |  |  |  | 0 | 0 | 0 | 0 |  | 0
|  |  | Sawantwadi(R) II | 1874 | 1 | 8 | 0 |  |  | 0 | 9 | 1 | 0 | 1 | 1 | 0 | 0 | 0 |  |  |  | 0 | 0 | 0 | 0 |  | 0
|  |  | Sawantwadi(U) II | 1872 |  | 7 | 0 |  |  | 0 | 7 | 0 | 0 | 0 | 1 | 0 | 0 | 0 |  |  |  | 0 | 0 | 0 | 0 |  | 0
|  |  | SHIRODA-1 | 1825 | 3 | 1 | 1 |  |  | 0 | 5 | 11 | 0 | 11 |  | 0 | 0 | 0 |  |  |  | 0 | 0 | 0 | 0 |  | 0
|  |  | SHIRODA-II | 1826 | 28 |  | 2 |  |  | 0 | 30 | 5 | 1 | 6 |  | 0 | 0 | 0 |  |  |  | 0 | 0 | 0 | 0 |  | 0
|  |  | VALAVAL | 1855 |  | 34 | 3 |  |  | 0 | 37 | 8 | 12 | 20 |  | 0 | 0 | 0 |  |  |  | 0 | 0 | 0 | 0 |  | 0
|  |  | VENGURLA R-I | 1823 | 13 | 21 | 1 |  |  | 0 | 35 | 7 | 0 | 7 |  | 0 | 0 | 0 |  |  |  | 0 | 0 | 0 | 0 |  | 0
|  |  | VENGURLA R-II | 1822 | 28 | 5 | 1 | 5 | 1 | 0 | 34 | 5 | 0 | 5 |  | 0 | 2 | 0 |  |  |  | 0 | 0 | 0 | 0 |  | 0
|  |  | Vengurla SDV | S182 | 11 | 2 | 0 |  |  | 0 | 13 | 6 | 1 | 7 | 9 | 0 | 0 | 0 |  |  |  | 0 | 0 | 0 | 0 |  | 0
|  |  | VENGURLA URBAN | 1821 |  | 214 | 1 |  |  | 0 | 215 | 5 | 0 | 5 | 2 | 0 | 0 | 0 |  |  |  | 0 | 0 | 0 | 0 |  | 0
|  |  | ZARAP | 1854 | 71 |  | 2 |  |  | 0 | 73 | 14 | 0 | 14 |  | 0 | 0 | 0 |  |  |  | 0 | 0 | 0 | 0 |  | 0
|  | DIVISION TOTAL |  |  | 841 | 393 | 23 | 5 | 17 | 4 | 1261 | 184 | 32 | 216 | 24 | 0 | 2 | 0 | 0 | 0 | 0 | 0 | 0 | 0 | 0 | 0 | 0
| CIRCLE TOTAL |  |  |  | 1144 | 954 | 69 | 9233 | 128 | 5 | 2172 | 731 | 36 | 767 | 51 | 0 | 2 | 0 | 0 | 0 | 0 | 0 | 0 | 0 | 31 | 0 | 0
ZONE TOTAL |  |  |  |  | 12110 | 4810 | 160 | 9251 | 7348 | 26 | 17106 | 2350 | 366 | 2716 | 176 | 67 | 67 | 0 | 0 | 0 | 0 | 0 | 0 | 12 | 320 | 0 | 0
KOKAN REGION TOTAL |  |  |  |  | 29033 | 19627 | 180285 | 11629 | 22139 | 833 | 229778 | 17562 | 2874 | 20436 | 618 | 662 | 1683 | 228 | 457 | 1 | 189 | 190 | 2 | 110 | 1107 | 0 | 0
MSEDCL TOTAL |  |  |  |  | 108032 | 105010 | 259146 | 16296 | 96502 | 6384 | 478136 | 159705 | 9772 | 169477 | 2593 | 5691 | 10813 | 3477 | 2365 | 449 | 268 | 2434 | 1203 | 1742 | 8443 | 40 | 211