## Power Transformer
Approved list of Vendors
Sr. No. | Name | Scheme | Product | Rating | Approved No | Approved Date | Contact no. | Adress | Email | Remarks
1 | M/s Toshiba Transmission & Distribution Systems Pvt Ltd | Infra II | Power Transformer | 10 MVA 33/11 KVA & 5 MVA 22/11 KV ,33/11 KV Power Transformer | CE/Infra Plan/EE-IV/29321 Dt 20.09.2014 CE/Infra Plan/EE-IV/21527 Dt 07.05.2015 CE/Infra Plan/EE-IV/22357 Dt 18.05.2015 | 2015-05-18
2 | M/s Kryfs Power Ltd | Infra II | Power Transformer | 5MVA 33/11 KV Power Transformer | CE/Infra Plan-II/ GTP/30570 Date:07.08.2015 | 2015-07-08
3 | M/s Transfab Power (India) Ltd. | Infra II | Power Transformer | 10 MVA 33/11 , 33/22 KV ,22 KV/11 KV Power Transformer | 4) CE/Infra Plan/EE-IV/718 Dt 08.01.2015 (Type Test Re-Approval) | 2015-08-01
4 | M/s East India Udyog Ltd | Infra II | Power Transformer | 5 MVA 33/11 KV Power Transformer | CE/Infra Plan-II/ GTP/36257 Date:12.10.2015 | 2015-12-10
5 | M/s Tesla Transformers Ltd | IPDS/ DDUGJY | Power Transformer | 5 MVA 33/11 | CE/Infra-II/Vendor/2133 dt 31.1.2017 | 2017-01-31 | Sachin jain 9755571596 | Manufacturing at 23-A sector B, govindpura, Bhopal 462023 30-Bindustrial area Govindpura, Bhopal 462023 | sachin@teslatranformers.com, sachintesla@gmail.com
6 | M/s Nucon switchgear Pvt Ltd | IPDS/ DDUGJY | Power Transformer | 10 MVA 33/11 | CE/Infra-II/Vendor/6815dt 24.03.2017 | 2017-03-24 | Subodh Pathak 8551088001 | Unit -I village Malipur 17Km store Khanna, Ludhiyana | rsrawat1023@nucon.co.in, subodh.phatak@gamil.com, subodh.phatak@rediffmail.com
7 | M/s Nucon switchgear Pvt Ltd | IPDS/ DDUGJY | Power Transformer | 5 MVA 33/11 | CE/Infra-II/Vendor/6814dt 24.03.2017 | 2017-03-24 | Subodh Pathak 8551088001 | Unit -I village Malipur 17Km store Khanna, Ludhiyana | rsrawat1023@nucon.co.in, subodh.phatak@gamil.com, subodh.phatak@rediffmail.com
8 | M/s Telawne Power equipments PVT Ltd | IPDS/ DDUGJY | Power Transformer | 10 MVA 33/11 | CE/Infra-II/Vendor/439/8669dt 17.04.2017 | 2017-04-17 | Pandit 9870649003 | Plot no R-457,n TTC Industrial area, MIDC, Rebale, Navi Mumbai 400 701 | tech@telawne.com
9 | M/s Silverline Electricals Pvt Ltd | IPDS/ DDUGJY | Power Transformer | 5MVA 33/11KV | CE/Infra-II/Vendor/447/8764dt 17.04.2017 | 2017-04-17 | Kaustubh Taware 9970195048 | plot gate no 945 Ispat road, sasanwadi, Tal- shirur Dist Pune 412208 | inquiry@silverlineelectricals.com, kaustubh@silverlineelectricals.com
10 | M/s Tesla Transformers Ltd | IPDS/ DDUGJY | Power Transformer | 10 MVA 33/11 | CE/Infra-II/Vendor/499/9268dtd25.4.2017 | 2017-04-25 | Sachin jain 9755571596 | Manufacturing at 23-A sector B, govindpura, Bhopal 462023 30-Bindustrial area Govindpura, Bhopal 462023 | sachin@teslatranformers.com, sachintesla@gmail.com
11 | M/sMahati Industries Pvt Ltd | Infra II | Power Transformer | 5MVA 22/11 Power Transformer | CE/Infra-II/Vendor13954dtd6.6.2017 | 2017-06-06
12 | M/s Telawne Power equipments PVT Ltd | IPDS/ DDUGJY | Power Transformer | 5 MVA 33/11 | CE/Infra-II/Vendor/849/16754 dtd10.7.2017 | 2017-07-10 | Pandit 9870649003 | Plot no R-457,n TTC Industrial area, MIDC, Rebale, Navi Mumbai 400 701 | tech@telawne.com
13 | M/s Star Delta Transformers Ltd | IPDS/ DDUGJY | Power Transformer | 5 MVA 33/11 | CE/Infra-II/Vendor/843/16753 dtd 10.7.2017 | 2017-07-10 | Kishor Gupta 9131812240 R.K.Gangawal 9322287070 | 92-A, Industrial Area, Govindpura, Bhopal-462 023(MP) | sdtl@sify.com
14 | M/s National Electrical Equipments Corporation | IPDS/ DDUGJY | Power Transformer | 5 MVA 33/11 | CE/Infra-II/Vendor/21449 dtd 4.9.2017 | 2017-09-04 | Kamal Patawari 9768083660 | 134 Industraial area , Jhotwara | kamaljain.marketing@gmail.com
15 | M/s Rajasthan Transformers & switchgears | IPDS/ DDUGJY | Power Transformer | 5 MVA 33/11 | CE/Infra/Vendor/127624084 dtd 3.10.2017 | 2017-10-03 | Arun Parik 9414072846 | E-346, Road No16, VKI area, Jaipiur 302013 | jaipurrts@rtspower.com
16 | M/s Transfab Power Pvt Ltd | IPDS/ DDUGJY | Power Transformer | 5 MVA 33/11 | CE/Infra -II/vendor/27291 dtd 8.11.2017 | 2017-11-08 | Ashok Mondekar 08605018977 | Gat no.392 plot no 4/1 urwade road, urwade Tal Mulshi Dist Pune -412 108 | marketing@transfabindia.com
17 | M/s Translite Energy LTD | IPDS/ DDUGJY | Power Transformer | 5 MVA 33/11 | CE/Infra -II/vendor/20 dtd 1.1.2018 | 2018-01-01 | Mahesh Hasorikar 7799887218 | Plot No 57 Phase-I IDA Jeedieta Qutubullapur (M) R.R. dist
18 | M/s Telawne Power Equipments Pvt. Ltd | IPDS/ DDUGJY | Power Transformer | 10 MVA, 22/11KV Outdoor | CE/Infra -II/vendor/3895 dtd 23.02.2018 | 2018-02-23 | Pandit 9870649003 | Plot no R-457,n TTC Industrial area, MIDC, Rebale, Navi Mumbai 400 701 | tech@telawne.com
19 | M/s Transfab Power Pvt Ltd | IPDS/ DDUGJY | Power Transformer | 5 MVA & 10 MVA , 33/22KV | CE/Infra -II/vendor/4293 dtd 27.02.2018 | 2018-02-27 | Ashok Mondekar 08605018977 | Gat no.392 plot no 4/1 urwade road, urwade Tal Mulshi Dist Pune -412 108 | marketing@transfabindia.com
20 | M/s Transfab Power Pvt Ltd | IPDS/ DDUGJY | Power Transformer | 10 MVA , 33/11KV | CE/Infra -II/vendor/4294 dtd 27.02.2018 | 2018-02-27 | Ashok Mondekar 08605018977 | Gat no.392 plot no 4/1 urwade road, urwade Tal Mulshi Dist Pune -412 108 | marketing@transfabindia.com
21 | M/s Telawne Power Equipments Pvt. Ltd | IPDS/ DDUGJY | Power Transformer | 5 MVA & 10 MVA , 33/22KV | CE/Infra -II/vendor/4580dtd 1.03.2018 | 2018-03-01 | Pandit 9870649003 | Plot no R-457,n TTC Industrial area, MIDC, Rebale, Navi Mumbai 400 701 | tech@telawne.com
22 | M/s Mahati Industries Pvt Ltd | IPDS/ DDUGJY | Power Transformer | 5 MVA , 22/11 KV | CE/Infra -II/vendor/13263dtd 19.05.2018 | 2018-05-19 | 7038397990 | Gat No. 233 & 175-2, N.H-9, Pune Solapur Road, Yawat, Tal- Daund Dist Pune 412 214
23 | M/s Nissar Transformers Pvt Ltd. | IPDS/ DDUGJY | Power Transformer | 5 MVA, 33/11KV | CE/Infra -II/vendor/16679dtd 09.06.2018 | 2018-06-09 | Vishal- 9423208797 | Gat No- 321-E, A/P Shirwal, Naigaon Road, Tal- Khandala, Dist Satara-412801 | vishalsales@nissar.co.in
24 | M/s Telawne Power Equipments Pvt. Ltd | IPDS/ DDUGJY | Power Transformer | 5 MVA , 22/11 KV | CE/Infra -II/vendor/15665dtd 27.06.2018 | 2018-06-27 | Pandit 9870649003 | Plot no R-457,n TTC Industrial area, MIDC, Rebale, Navi Mumbai 400 701 | tech@telawne.com
25 | M/s Rajasthan Transformers & switchgears | IPDS/ DDUGJY | Power Transformer | 10 MVA 33/11 | CE/Infra/Vendor/000608 dtd 05.01.2019 | 2019-01-05 | Arun Parik 9414072846 | E-346, Road No16, VKI area, Jaipiur 302013 | jaipurrts@rtspower.com
26 | M/s National Electrical Equipments, | IPDS/ DDUGJY | Power Transformer | 10 MVA, 33/11KV | CE/T-QC/VENDOR/11585 dtd. 04.05.2019 | 2019-05-04 | Kamal Jain 7506010020 | Khasara No. 246/386, 247/1, Village Bawadi, Sarna Dungar, Jhotwara Extn., Jaipur, Rajashthan, | kamaljain.marketing@gmail.com | Valid for 5 years
27 | M/s. Shri Ram Switchgears, Akola | IPDS/ DDUGJY | Power Transformer | 5 MVA, 33/11KV | CE/T-QC/VENDOR/12153 dtd. 10.05.2019 | 2019-05-10 |  | Old MIDC, Phase –I, Shivani, Akola – 444001 | srs_mah@shriramindustries.in | Valid for 5 years
28 | M/S JDS Transformers Industries PVT.LTD | IPDS/ DDUGJY | Power Transformer | 5 MVA, 33/11KV, copper wound, ONAN type | CE/T-QC/VENDOR/25576 dtd. 16.09.2019 | 2019-09-16 | Riyaz/ 8805088835 | Plot No. 33,34 & Part of 32 & Part of 28, AKVN, Borgaon, Tah. Sausar, Dist. Chindwara | jdstransformers.jds@gmail.com | Valid for 2 years

## Distribution Transformer
Approved list of Vendors
Sr. No. | Name | Scheme | Product | Rating | Approved No | Approved Date | Contact no. | Adress | Email | Remarks
1 | M/s Deltron Electricals | Infra II | Distribution Transformer | 630 KVA 11 kV/ 0.433 V Distribution Transformers | CE/Infra Plan/EE-IV/29927 Dt 01.08.2015 | 2015-01-08
2 | M/s High Rise Transformers | Infra II | Distribution Transformer | 63 KVA & 100 KVA 11/0.433 V Distribution Transformer | CE/Infra Plan/EE-IV/712 Dt 08.01.2015 | 2015-01-08
3 | M/s Manisha Engineers Pvt Ltd | Infra II | Distribution Transformer | 63, 315 KVA,100 KVA 22/0.433 V Distribution Transformer 63,315,630 KVA 11/0.433 V Distribution Transformer | CE/Infra Plan/EE-IV/38061 Dt 23.12.2014 CE/Infra Plan/EE-IV/38264 Dt 24.12.2014 CE/Infra Plan/EE-IV/712 Dt 08.01.2015 CE/Infra Plan/EE-IV/707 Dt 08.01.2015 CE/Infra Plan/EE-IV/3241 Dt 02.02.2015 | 2015-02-02
4 | M/s Dhananjay Electricals Com. | Infra II | Distribution Transformer | 63 KVA, 100 KVA 11/0.433KV Distribution Transformer | CE/Infra Plan/EE-IV/6028,30 Dt 02.03.2015 | 2015-02-03
5 | M/s Static Electricals,Pune | Infra II | Distribution Transformer | 63 KVA, 100 KVA ,200 KVA, 315 KVA , 630 KVA 22/0.433 V & 63 KVA, 100 KVA, 315 KVA,630 KVA 11/0.433 V Distribution Transformer | 2.CE/Infra Plan/EE-IV/29944 Dt 25.09.2014 3.CE/Infra Plan/EE-IV/4111,4112,4106 Dt 07.02.2015 | 2015-02-07
6 | M/s Allianze Transformers Pvt Ltd | Infra II | Distribution Transformer | 315 KVA, 11/0.433 V Distribution Transformer | CE/Infra Plan/EE-IV/4109 Dt 07.02.2015 | 2015-02-07
7 | M/s Zip Engineers Pvt Ltd | Infra II | Distribution Transformer | 630 KVA 22 kV/ 0.433 V Distribution Transformers | CE Infra/Vendors/Infra-II/2758 Date : 02.09.2015 | 2015-02-09
8 | M/s Dhanalaxmi Equipments | Infra II | Distribution Transformer | 100 KVA 11/0.433KV Distribution Transformer | CE/Infra Plan/EE-IV/4921 Dt 18.02.2015 | 2015-02-18
9 | M/s Trupti Power Projects Pvt Ltd | Infra II | Distribution Transformer | 63 KVA,100 KVA,200 KVA 11/0.433 V Distribution Transformer | CE/Infra Plan/EE-IV/30531,32 Dt 04.10.2014 CE/Infra Plan/EE-IV/6342 Dt 04.03.2015 | 2015-03-04
10 | M/s Multi-Trans Industries | Infra II | Distribution Transformer | 25 KVA,63 KVA,100 KVA,200 KVA,315 KVA 11/0.433 Kv Distribution Transformer | CE/Infra Plan/EE-IV/9074,75,76,77,78,79 Dt 27.03.2015 | 2015-03-27
11 | M/s Mahati Industries Pvt Ltd | Infra II | Distribution Transformer | 630 KVA, 22/0.433 V Distribution Transformer 10 MVA , 22/0.433 VPowerTransformer | CE/Infra Plan/EE-IV/713 Dt 08.01.2015 CE/Infra Plan/EE-IV/9893 Dt 04.04.2015 | 2015-04-04
12 | M/s Panorama Electricals,Thane | Infra II | Distribution Transformer | 1250 KVA 11/0.433 Kv Distribution Transformer | CE/Infra Plan/EE-IV/10592 Dt 09.04.2015 | 2015-04-09
13 | M/s Nashik Transformers Industries | Infra II | Distribution Transformer | 63 KVA , 100 KVA,200 KVA, 315,630 KVA 11/0.433 V Distribution Transformer | 2.CE/Infra Plan/EE-IV/36466 Dt 09.12.2014 3.CE/Infra Plan/EE-IV/6995 Dt 11.03.2015 4.CE/Infra Plan/EE-IV/10658 Dt 10.04.2015 | 2015-04-10
14 | M/s Bharat Electrical,Nagpur | Infra II | Distribution Transformer | 63 KVA ,100 KVA,200 11/0.433 V Distribution Transformer | 1.CE/Infra Plan/EE-IV/34876 Dt 25.11.2014 2.CE/Infra Plan/EE-IV/34875 Dt 25.11.2014 3.CE/Infra Plan/EE-IV/21194 Dt 30.04.2015 | 2015-04-30
15 | M/s Narsinha Engineering Works | Infra II | Distribution Transformer | 100 KVA 11/0.433KV Distribution Transformer | CE/Infra Plan/EE-IV/21966 Dt 13.05.2015 | 2015-05-13
16 | M/s Star Delta Transformers Ltd | Infra II | Distribution Transformer | 1) Single Phase 25 KVA & 15 KVA Distribution Transformer 2) 100 KVA 11/0.433 V | 1) CE Infra/EE-IV/Vendors/infra -IV/ 422356 Dt.18.05.2015 | 2015-05-18
17 | M/s Ramkrishna Electricals Ltd | Infra II | Distribution Transformer | 100, 200 KVA, 11/0.433 v ,22/0.433 V Distribution Transformer 100 KVA, 11/0.433 V Distribution Transformer | CE/Infra Plan/EE-IV/36467 Dt 09.12.2014 CE/Infra Plan/EE-IV/38348 Dt 26.12.2014 CE/Infra Plan/EE-IV/706 Dt 08.01.2015 CE/Infra Plan/EE-IV/22876 Dt 22.05.2015 | 2015-05-22
18 | M/s Nashik Power Equipment | Infra II | Distribution Transformer | 63 KVA , 100 KVA , 200 KVA,315 KVA 11/0.433 V Distribution Transformer | CE/Infra Plan/EE-IV/24240Dt 27.05.2015 | 2015-05-27
19 | M/s Renuka Electrical & Controls | Infra II | Distribution Transformer | 100 KVA 11/0.433KV Distribution Transformer | CE/Infra Plan/EE-IV/24239 Dt 27.05.2015 | 2015-05-27
20 | M/s J,K Electricals | Infra II | Distribution Transformer | 63 KVA, 100 KVA,200KVA 11/0.433KV Distribution Transformer | CE/Infra Plan/EE-IV/22510,11 Dt 20.05.2015 CE/Infra Plan/EE-IV/24690 Dt 30.05.2015 | 2015-05-30
21 | M/s Rajasthan Transformers & Switchgears | Infra II | Distribution Transformer | 63 KVA , 100 KVA & 200 KVA 11/0.433 V Distribution Transformer 2) 5 MVA 33/11 Kv Power Transformer | CE/Infra Plan/EE-IV/11471/72/73 Dt 09.04.2014 CE/Infra II/Vendor/ 38788 Dt 06.11.2015 | 2015-06-11
22 | M/s Mahavir Electrical & Engineers | Infra II | Distribution Transformer | 63 KVA,100 ,200KVA 11/0.433 V Distribution Transformer | 1) CE/Infra Plan/EE-IV/25952 Dt 16.06.2015 | 2015-06-16
23 | M/s Trans-Delta Transformers Pvt Ltd | Infra II | Distribution Transformer | 100 KVA 11/0.433KV Distribution Transformer | CE/Infra Plan/EE-IV/26883 Dt 26.06.2015 | 2015-06-26
24 | M/s Megha Electrical Services | Infra II | Distribution Transformer | 100 KVA 11/0.433KV Distribution Transformer | CE/Infra Plan/EE-IV/29769 Dt 30.07.2015 | 2015-07-30
25 | Manisha Engg Pvt ltd. | Infra II | Distribution Transformer | 11 KV & 22Kv 100, 200KVA DTC, 1250 KVA 22/0.433 kV Dist. Transformer | 1) CE Infra/EE-IV/Vendors/infra -II/31137 Dt. 13.08.2015 | 2015-08-13
26 | M/s Digvijay Industries Aurangabad | Infra II | Distribution Transformer | 11/0.433Kv 63 KVA , 100KVA,200 KVA DTC | 1) CE Infra/EE-IV/Vendors/31889 Dt. 21.08.2015 | 2015-08-21
27 | M/s Nirman Transformers Pvt Ltd | Infra II | Distribution Transformer | 630 KVA 22 kV/ 0.433 V Distribution Transformers | CE Infra/Vendors/Infra-II/33881 Date : 11.09.2015 | 2015-09-11
28 | M/s Silverline Electrical Pvt Ltd | Infra II | Distribution Transformer | 63 KVA ,100 KVA ,200 KVA,630 KVA 11/0.433 V 63 KVA ,100 KVA,200 315 KVA, 630KVA 22/0.433 V ,630 KVA 22/0.433 kV Indoor ,315 KVA 22/0.433 kV Indoor Distribution Transformer,630 KVA I/D Type ,315 KVA I/D Type | 5) CE Infra/EE-IV/Vendors/infra -iv/820 Dt.09.01.2015 6) CE Infra/EE-IV/Vendors/infra -iv/29406 Dt.24.07.2015 7) CE Infra/EE-IV/Vendors/infra -iv/29405 Dt.24.07.2015 8) CE Infra/EE-IV/Vendors/infra -iv/36802 Dt.16.10.2015 7) CE Infra/Infra-II / Vendors/36803 Dt.16.10.2015 | 2015-10-16
29 | M/s Telewane Power Equipments Pvt Ltd | Infra II | Distribution Transformer | 1000 KVA 11/0.433 & 22/0.433 kV Dist. Transformer 630 KVA 11/0.433 & 22/0.433 kV Dist. Transformer 630 KVA 11/0.433 kV Indoor Dist. Transformer 1250 KVA 22/0.433 kV Indoor Dist. Transformer 100 KVA 22/0.433 kV Indoor Dist. Transformer, 10 MVA Power Transformer 33/11 KV | CE/Infra Plan/EE-IV/24237 Dt 27.05.2015 CE/Infra Plan/EE-IV/24238 Dt 27.05.2015 CE/Infra Plan/EE-IV/28132,33 Dt 09.07.2015 CE/Infra Plan/28520 Dt 15.07.2015 CE/Infra Plan/EE-IV/ 29935 Dt 01.08.2015 CE/Infra Plan/EE-IV/ 230573 Dt 07.08.2015 CE/Infra II/Vendor/40992 Dt 05.12.2015 | 2015-12-05
30 | M/s Telewane Power Equipments Pvt Ltd | Infra II | Distribution Transformer | 11 KV/433 V 1000 KVA, 630 KVA, 315 KVA and 200 KVA VPI Dry Type Cu. Wound Distribution Transformers | CE Infra/EE - IV/Vendor/Infra-II/ 40993 Date : 05.12.2015 | 2015-12-05
31 | M/s Saishree Engineering | Infra II | Distribution Transformer | 63,100,200 KVA,11/0.43 KV DTC | CE/Infra Plan-II/ GTP/88 Date:01.01.2016 CE/Infra Plan-II/ GTP/89 Date:01.01.2016 CE/Infra Plan-II/ GTP/90 Date:01.01.2016 | 2016-01-01
32 | M/s National Electrical Corporation,Jaipur | Infra II | Distribution Transformer | 63 KVA,100 KVA, 200 KVA 11/0.433 V & 100 ,200 KVA 22/0.433 V Distribution Transformer | 1) CE/Infra Plan/494 Dt 06.1.2016 | 2016-01-06
33 | M/s Prathmesh Transformers & Engg | Infra II | Distribution Transformer | 63 KVA & 100 KVA 11/0.433 V Distribution Transformer | CE/Infra Plan-II/ GTP/2031 Date:15.01.2016 CE/Infra Plan-II/ GTP/2082 Date:15.01.2016 | 2016-01-15
34 | M/s Akshaya Engineering Works Pvt Ltd | Infra II | Distribution Transformer | 315 KVA 22/0.433 V Distribution Transformer | CE/Infra Plan-II/GTP/11393 Date: 20.04.2016 | 2016-04-20
35 | M/s Pioneer Industries | Infra II | Distribution Transformer | 100 KVA & 200 KVA 11/0.433 V Distribution Transformer | CE/Infra Plan-II/GTP/13903 Date: 17.05.2016 | 2016-05-17
36 | M/s Pratik Enterprises & Contractors | Infra II | Distribution Transformer | 315 KVA 11/0.433 kV Distribution Transformer | CE/Infra Plan-II/GTP/14230 Date: 19.05.2016 | 2016-05-19
37 | M/s Vision Vidyut Engineers Pvt Ltd | Infra II | Distribution Transformer | 315 KVA & 1000 KVA 11/0.433 V Distribution Transformer 2) 630 KVA 22/0.433 kV O/D Distribution Transformer | 1) CE/Infra Plan-II/GTP/11940 Date: 27.04.2016 2) CE/Infra Plan-II/GTP/21200 Date: 04.07.2016 | 2016-07-04
38 | M/s Transcon Industries | IPDS/DDUGJY | Distribution Transformer | 100 KVA 11/0.433Kv | CE/Infra-II/Vendor/1439/31152 dt 14.10.2016 | 2016-10-14 | Devraj 9705151394 | Survey no 102 &103 Plot no. 11-13-173/15/15A/20/21, sifco Road, APIE, Balanagar Hydrabad 500037, telangana state | engineering@transconind.com/ marketing@transconind.com
39 | M/s Kanyaka Parmeshwari Engineering Ltd | IPDS/DDUGJY | Distribution Transformer | 100 KVA 11/0.433Kv | CE/Infra-II/Vendor/31153 dt 14.10.2016 | 2016-10-14 | Devraj 9705151394 | 321 Manjeera Majestic commercial, JNTU Hitech city road, KPHB, hydrabad-500072 | infokpel@gmail.com
40 | M/s Transcon Industries | IPDS/DDUGJY | Distribution Transformer | 63KVA Distribution Transformer 11/0.433KV | CE/Infra-II/Vendor/320003 dt 21.10.2016 | 2016-10-21 | Devraj 9705151394 | Survey no 102 &103 Plot no. 11-13-173/15/15A/20/21, sifco Road, APIE, Balanagar Hydrabad 500037, telangana state | engineering@transconind.com/ marketing@transconind.com
41 | Hi power | IPDS/DDUGJY | Distribution Transformer | 63KVA 11/0.433KV | CE/Infra-II/Vendor/35003 dt 24.11.2016 | 2016-11-24 | Kartik 9652180185 | D-4, 4/1Phase-V, IDA, Patancheru, Medak Dist. | hipowertrans@rediffmail.com
42 | M/s Marsons Electrical Industries | IPDS/DDUGJY | Distribution Transformer | 100KVA 11/0.433KV | CE/Infra-II/Vendor/37723 dt 23.12.2016 | 2016-12-23 | Asa Dev 9528533773 | Mathura road, artoni | asa.dev@marsonselectricals.com, bkj@marsonselectricals.com
43 | M/s Kanyaka Parmeshwari Engineering Ltd | IPDS/DDUGJY | Distribution Transformer | 63KVA Distribution Transformer 11/0.433KV | CE/Infra-II/Vendor/38219 dt 31.12.2016 | 2016-12-31 | Devraj 9705151394 | 321 Manjeera Majestic commercial, JNTU Hitech city road, KPHB, hydrabad-500072 | infokpel@gmail.com
44 | Ramkrisha Electricals Ltd | IPDS/DDUGJY | Distribution Transformer | 63KVA, 100KVA Distribution Transformer 11/0.433KV | CE/Infra-II/Vendor/1087 dt 17.01.2017 | 2017-01-17 | Sarang 9011019849 | N-5 hingana road MIDC Nagpur | rke@ramkrishnaelectricals.com
45 | M/s Tesla Transformers Ltd | IPDS/DDUGJY | Distribution Transformer | 25, 63KVA 11/0.433KV Distribution Transformer | CE/Infra-II/Vendor/1088 dt 17.01.2017 | 2017-01-17 | Sachin jain 9755571596 | 30-Bindustrial area Govindpura, Bhopal 462023 | sachin@teslatranformers.com, sachintesla@gmail.com
46 | JDS Transformers Industries PVT Ltd | IPDS/DDUGJY | Distribution Transformer | 63, 100KVA, 11/0.433KV, Level-II Distribution Transformer | CE/Infra-II/Vendor/2262 Dt 31.1.2017 | 2017-01-31 | 9823027783/8390116959 Tapikar | Plot No. 33, 34and part of 32 and part of 26 AKVN, Town city Boregaon Dist Chindwara 480106 MP & nagpur | tender.jds@gmail.com
47 | M/s Tesla Transformers Ltd | IPDS/DDUGJY | Distribution Transformer | 200KVA 11/0.433KV Distribution Transformer | CE/Infra-II/Vendor/2133 dt 31.1.2017 | 2017-01-31 | Sachin jain 9755571596 | 30-Bindustrial area Govindpura, Bhopal 462023 | sachin@teslatranformers.com, sachintesla@gmail.com
48 | M/s Bharat electrical | IPDS/DDUGJY | Distribution Transformer | 200KVA 11/0.433KV Distribution Transformer | CE/Infra-II/Vendor/2631 Dt04.02.2017 | 2017-02-04 | Pravin Meshram 9822552877 | Plot no 149 18th K.M. stone amravati road gondkhairy Nagpur | bharatelectricals@ymail.com
49 | M/s Silverline Electrical PVt Ltd | IPDS/DDUGJY | Distribution Transformer | 11/0.433 63, 100, 200KVA Level-II Distribution TRansformer | CE/Infra-II/Vendor/3637 Dt14.02.2017 | 2017-02-14 | Kaustubh Taware 9970195048 | plot gate no 945 Ispat road, sasanwadi, Tal- shirur Dist Pune 412208 | inquiry@silverlineelectricals.com, kaustubh@silverlineelectricals.com
50 | JDS Transformers Industries PVT Ltd | IPDS/DDUGJY | Distribution Transformer | 200KVA, 11/0.433KV, Level-II Distribution Transformer | CE/Infra-II/Vendor/4137 Dt 22.02.2017 | 2017-02-22 | 9823027783/8390116959 Tapikar | Plot No. 33, 34and part of 32 and part of 26 AKVN, Town city Boregaon Dist Chindwara 480106 MP & nagpur | tender.jds@gmail.com
51 | M/s Super Power equipments Pvt Ltd | IPDS/DDUGJY | Distribution Transformer | 200KVA 22/0.433KV Level-II Distribution Transformer | CE/Infra-II/Vendor/8668 Dt 17.04.2017 | 2017-04-17 | Chetan Panchal 9892867111 | R-427/7, TTC, MIDC area, Rabale 400701 | superpower427@gmail.com
52 | M/s Natioanal Electrical Equipments Corporation | IPDS/DDUGJY | Distribution Transformer | 25, 63,100, 200KVA Level-II Distribution Transformer | CE/Infra-II/Vendor/13163 dtd 25.5.2017 | 2017-05-25 | Kamal Patawari 9768083660 | 134 Industraial area , Jhotwara | kamaljain.marketing@gmail.com
53 | M/s Rajesh Electro fabricators & supplioers | IPDS/DDUGJY | Distribution Transformer | 63, 100, 200KVA Level-II Distributuion Transformet | CE/Infra-II/Vendor/13162 dtd 25.5.2017 | 2017-05-25 | Nitin Ingale 9822063318/ R.K.Gangawal 9322287070 | G-88 MIDC Road area Ajanta road Jaalgaon | Rkgangawal@gmail.com/ rajheshelectro@gmail.com
54 | M/s Sunil Indisries | IPDS/DDUGJY | Distribution Transformer | 200KVA 11/0.433KV Level-II Distribution Transformer | CE/Infra-II/Vendor/696/14938 Dt 19.06.2017 | 2017-06-19 | Sunil 9860060023 | D-189/2 MIDC shendra Dist Aurangabad | sunilindutries40@gmail.com
55 | JDS Transformers Industries PVT Ltd | IPDS/DDUGJY | Distribution Transformer | 25KVA, 11/0.433KV, Level-II Distribution Transformer | CE/Infra-II/Vendor/15140 Dt 20.6.2017 | 2017-06-20 | 9823027783/8390116959 Tapikar | Plot No. 33, 34and part of 32 and part of 26 AKVN, Town city Boregaon Dist Chindwara 480106 MP & nagpur | tender.jds@gmail.com
56 | M/s Sunil Indisries | IPDS/DDUGJY | Distribution Transformer | 100KVA 11/0.433KV Level-II Distribution Transformer | CE/Infra-II/Vendor/17831 dtd 21.07.2017 | 2017-07-21 | Sunil 9860060023 | D-189/2 MIDC shendra Dist Aurangabad | sunilindutries40@gmail.com
57 | M/s Tesla Transformers Ltd | IPDS/DDUGJY | Distribution Transformer | 200KVA , 100KVA 11/0.433KV Distribution Transformer | CE/Infra-II/Vendor/18378 dtd 26.7.2017 | 2017-07-26 | Sachin jain 9755571596 | 30-Bindustrial area Govindpura, Bhopal 462023 | sachin@teslatranformers.com, sachintesla@gmail.com
58 | M/s Bharat electrical | IPDS/DDUGJY | Distribution Transformer | 63KVA, 100KVA 11/0.433KV Distribution Transformer | CE/Infra-II/Vendor/18687 dtd 28.7.2017 | 2017-07-28 | Pravin Meshram 9822552877 | Plot no 149 18th K.M. stone amravati road gondkhairy Nagpur | bharatelectricals@ymail.com
59 | M/s Telawne Power equipments PVT Ltd | IPDS/DDUGJY | Distribution Transformer | 100KVA & 200KVA 22/0.433KV Distrbution Transformer | CE/Infra-II/Vendor/18835 dtd 29.7.2017 | 2017-07-29 | Pandit 9870649003 | Plot no R-457,n TTC Industrial area, MIDC, Rebale, Navi Mumbai 400 701 | tech@telawne.com
60 | M/s Manisha Engineers Pvt Ltd | IPDS/DDUGJY | Distribution Transformer | 200KVA , 11/0.433KV Distribution Transformer | CE/Infra-II/Vendor/19114 dtd 02.08.2017 | 2017-08-02 | Santosh Kandhare 8888844536 | Plot no 16 Gut 281/1 Ghotawade Phata at Kasar Amboli, Tal Mulashi | manishatrabsformers@gmail.com
61 | M/s MSC Transformers Pvt Ltd | IPDS/DDUGJY | Distribution Transformer | 200KVA 11/0.433KV Level-II Distribution Transformer | CE/Infra-II/Vendor/1009/ 19529 dtd 7.8.2017 | 2017-08-07 | Sandesh chavan 9960655777 | E-18/2 MIDC, jejuri Tal -purandar, dist pune 412303 | msc.transformers@gmail.com
62 | M/s Rajesh Electro fabricators & supplioers | IPDS/DDUGJY | Distribution Transformer | 315KVA, 630KVA 11/0.433KV &315KVA, 630KVA 22/0.433KV Level-II Distributuion Transformer | CE/Infra-II/Vendor/19758 dtd 9.8.2017 | 2017-08-09 | Nitin Ingale 9822063318/ R.K.Gangawal 9322287070 | G-88 MIDC Road area Ajanta road Jaalgaon | Rkgangawal@gmail.com/ rajheshelectro@gmail.com
63 | M/s Lamco Transformers Pvt Ltd | IPDS/DDUGJY | Distribution Transformer | 100KVA, 200KVA 11/0.433KV Level-II Distributuion Transformer | CE/Infra-II/Vendor/20171 dtd 16.8.2017 | 2017-08-16 | Ganesh Nikam 9850310015/8975396610 | Gut No 423, Medankarwadi, Chakan-Alndi road, chukan, Dist-Pune 410501
64 | M/s Manisha Engineers Pvt Ltd | IPDS/DDUGJY | Special Design Transormers | Special Design Transormers 30AMp 6.64/10.21KV | CE/Infra-II/Vendor/20400 dtd21.8.2017 | 2017-08-21 | Santosh Kandhare 8888844536 | Plot no 16 Gut 281/1 Ghotawade Phata at Kasar Amboli, Tal Mulashi | manishatrabsformers@gmail.com
65 | M/s Shree Datta Electricals engineering & Contractors | IPDS/DDUGJY | Distribution Transformer | 25KVA, 63KVA, 100KVA 11/0.433KV, Level-II Distribution Transformer | CE/Infra-II/Vendor/20631 dtd 22.8.2017 | 2017-08-22 | Sayajirap mane 9822043719 | Gat no-265 Datta nagar , Shirol Kolapur | shreedattaelectricals.mane@gmail.com
66 | M/s Telawne Power equipments PVT Ltd | IPDS/DDUGJY | Distribution Transformer | 63, 100KVA & 200KVA 11/0.433KV Distrbution Transformer | CE/Infra-II/Vendor/20741 dtd 238.2017 | 2017-08-23 | Pandit 9870649003 | Plot no R-457,n TTC Industrial area, MIDC, Rebale, Navi Mumbai 400 701 | tech@telawne.com
67 | M/s Telawne Power equipments PVT Ltd | IPDS/DDUGJY | Distribution Transformer | 315KVA 22/0.433KV Distrbution Transformer | CE/Infra-II/Vendor/208818 dtd 24.8.2017 | 2017-08-24 | Pandit 9870649003 | Plot no R-457,n TTC Industrial area, MIDC, Rebale, Navi Mumbai 400 701 | tech@telawne.com
68 | M/s Mahashkti energy Ltd | IPDS/DDUGJY | Distribution Transformer | 200KVA 11/0.433KV Level-II Distribution Transformer | CE/Infra-II/Vendor/208819 dtd 24.8.2017 | 2017-08-24 | Murali Pillaim 9819855997 | A-8 New Focal Point, Dabawali road, Bhatinda Punjab | muralipillaim@gmail.com
69 | M/s J.K. Electricals | IPDS/DDUGJY | Distribution Transformer | 100KVA 11/0.433KV Level-II Distribution Transformer | CE/Infra-II/Vendor/21609 dtd 7.9.2017 | 2017-09-07 |  | 315/2, plot no -8, chatra shahu Co. op Industrial area, agarbhag, Tal shirol, dist-Kolhapur. | electricalsjk@ymail.com
70 | M/s Deltron Electricals | IPDS/DDUGJY | Distribution Transformer | 11kV/433V, 200KVA Distribution Transformers, as per Level-II | CE/Infra-II/Vendor/23655td 25.9.2017 | 2017-09-25 | Chintan Shah 9833522612 | A/1 Vasai Taluka industrial Co. Op Estate Ltd Gauripada, Vasai | deltron_elec@yahoo.com
71 | M/s Deltron Electricals | IPDS/DDUGJY | Distribution Transformer | Distribution Transformer 100KVA 11/0.433KV & 100KVA 200KVA 22/0.433KV | CE/Infra-II/Vendor/23258 dtd 25.9.2017 | 2017-09-25 | Chintan Shah 9833522612 | A/1 Vasai Taluka industrial Co. Op Estate Ltd Gauripada, Vasai | deltron_elec@yahoo.com
72 | Ramkrisha Electricals Ltd | IPDS/DDUGJY | Distribution Transformer | 630KVA, 200KVA Distribution Transformer 11/0.433KV | CE/Infra-II/Vendor/23874 dt 28.09.2017 | 2017-09-28 | Sarang 9011019849 | N-5 hingana road MIDC Nagpur | rke@ramkrishnaelectricals.com
73 | Ramkrisha Electricals Ltd | IPDS/DDUGJY | Distribution Transformer | 315KVA Distribution Transformer 11/0.433KV | CE/Infra-II/Vendor/23874 dt 28.09.2017 | 2017-09-28 | Sarang 9011019849 | N-5 hingana road MIDC Nagpur | rke@ramkrishnaelectricals.com
74 | M/s Shree swami samarth Electrical Industries | IPDS/DDUGJY | Distribution Transformer | 25KVA, 63KVA, 100KVA,200KVA 11/0.433KVA Level-II Distributiuon Transformer | CE/Infra-II/Vendor/24085 dtd 6.10.2017 | 2017-10-06 | Anirudhha Kulkarni 9822022955 | Near Bharat gas bottling plant solapur-pune Highway no 9GAt no191 Chichpokali MIDC solapur
75 | M/s PVN Transformers & electricals | IPDS/DDUGJY | Distribution Transformer | 200KVA 11/0.433KVLevel-II Distributuion Transformet | CE/Infra-II/Vendor/24085 dtd 6.10.2017 | 2017-10-06 |  | Plo no W-32 (B), MIDC, Ambad Dist Nasik | pvntransformers@rediffmail.com
76 | M/s Vision Vidyut Engineers Pvt Ltd | IPDS/DDUGJY | Distribution Transformer | Distribution Transformer 315KVA 630KVA 11/0.433KV & 1000KVA 22/0.433KV | CE/Infra-II/Vendor/24988 dtd 11.10.2017 | 2017-10-11 | Vaishali Thorat 9768022218 | Plot NO 4&5, Gut no 300& 306 rucha Industrial complex at lahe Tal Shahapur Dist Pune | Mrketing@visionvidyut.com/ vaishali@visionvidyut.com
77 | M/s Vision Vidyut Engineers Pvt Ltd | IPDS/DDUGJY | Distribution Transformer | Distribution Transformer 315KVA 630KVA 22/0.433KV & 1000KVA 22/0.433KV | CE/Infra-II/Vendor/24987 dtd 11.10.2017 | 2017-10-11 | Vaishali Thorat 9768022218 | Plot NO 4&5, Gut no 300& 306 rucha Industrial complex at lahe Tal Shahapur Dist Pune | Mrketing@visionvidyut.com/ vaishali@visionvidyut.com
78 | M/s Vision Vidyut Engineers Pvt Ltd | IPDS/DDUGJY | Distribution Transformer | Distribution Transformer 200KVA 11/0.433KV & 100KVA, 200KVA 22/0.433KV | CE/Infra-II/Vendor/24989 dtd 11.10.2017 | 2017-10-11 | Vaishali Thorat 9768022218 | Plot NO 4&5, Gut no 300& 306 rucha Industrial complex at lahe Tal Shahapur Dist Pune | Mrketing@visionvidyut.com/ vaishali@visionvidyut.com
79 | M/s Digvijay Industries | IPDS/DDUGJY | Distribution Transformer | 25KVA, 63KVA, 100KVA,200KVA 11/0.433KVA Level-II Distributiuon Transformer | CE/Infra-II/Vendor/253146 dtd 13.10.2017 | 2017-10-13 | Shriram Shinde 93256210954 | Plot No h-23/1/3 MIDC, waluj Aurangabad -431136 | transdigvijay@yahoo.com
80 | M/s Rajesh Electro fabricators & supplioers | IPDS/DDUGJY | Distribution Transformer | 100, 200KVA 22/0.433KVLevel-II Distributuion Transformet | CE/Infra-II/Vendor/25313 dtd 13.10.2017 | 2017-10-13 | Nitin Ingale 9822063318/ R.K.Gangawal 9322287070 | G-88 MIDC Road area Ajanta road Jaalgaon | Rkgangawal@gmail.com/ rajheshelectro@gmail.com
81 | M/s Electro-Tech Transmission Pvt Ltd | IPDS/DDUGJY | Distribution Transformer | 25KVA, 63KVA, 100KVA,200KVA 11/0.433KVA Level-II Distributiuon Transformer | CE/Infra-II/Vendor/1363/25315 dtd 13.10.2017 | 2017-10-13 | 9822647170 Mrv Atul Tated | Survey No 313 Plot no 38, Khandelwal compound, Nemwar road, Plda Indore (M.P.)-452 020 | atul_ashoka@rediffmail.com
82 | M/s Kalika Indistries | IPDS/DDUGJY | Distribution Transformer | Distribution Transformer 200KVA , 100KVA 11/0.433KV | CE/Infra-II/Vendor/26330 dtd 27.10.2017 | 2017-10-27 | Nitin Navlakhe 7350022122 | Babhale, MIDC (NArmda), Tal Shidkheda Dist -Dhule | kalikaind662@gmail.com
83 | M/s Transfab Power Pvt Ltd | IPDS/DDUGJY | Distribution Transformer | Distribution Transformer 63KVA , 100KVA 11/0.433KV | CE/Infra-II/Vendor/27292 dtd 8.11.2017 | 2017-11-08 | Ashok Mondekar 08605018977 | Gat no.392 plot no 4/1 urwade road, urwade Tal Mulshi Dist Pune -412 108 | marketing@transfabindia.com
84 | M/s Transfab Power Pvt Ltd | IPDS/DDUGJY | Distribution Transformer | Distribution Transformer 200KVA , 100KVA 22/0.433KV | CE/Infra-II/Vendor/28651dtd 23.11.2017 | 2017-11-23 | Ashok Mondekar 08605018977 | Gat no.392 plot no 4/1 urwade road, urwade Tal Mulshi Dist Pune -412 108 | marketing@transfabindia.com
85 | M/s Telawne Power equipments PVT Ltd | IPDS/DDUGJY | Distribution Transformer | 315KVA 630KVA 11/0.433KV , 630KVA 22/0.433KV Distrbution Transformer | CE/Infra-II/Vendor/28652 dtd 23.112017 | 2017-11-23 | Pandit 9870649003 | Plot no R-457,n TTC Industrial area, MIDC, Rebale, Navi Mumbai 400 701 | tech@telawne.com
86 | M/s Vision Vidyut Engineers Pvt Ltd | IPDS/DDUGJY | Distribution Transformer | Distribution Transformer 1000KVA 11/0.433KV & | CE/Infra-II/Vendor/28850 dtd 24.11.2017 | 2017-11-24 | Vaishali Thorat 9768022218 | Plot NO 4&5, Gut no 300& 306 rucha Industrial complex at lahe Tal Shahapur Dist Pune | Mrketing@visionvidyut.com/ vaishali@visionvidyut.com
87 | M/s Rajsthan Thransformers & switchgears | IPDS/DDUGJY | Distribution Transformer | Distribution Transformer 200KVA , 100KVA 11/0.433KV | CE/Infra-II/Vendor/28851 dtd 24.11.2017 | 2017-11-24 | Arun Parik 9414072846 | E-346, Road No16, VKI area, Jaipiur 302013 | jaipurrts@rtspower.com
88 | M/s D'rona Rohitra Pvt Ltd | IPDS/DDUGJY | Distribution Transformer | Distribution Transformer 200KVA 22/0.433KV , 100KVA 11/0.433KV | CE/Infra-II/vendor/28954 dtd 27.11.2017 | 2017-11-27 | 9970096969 | C-1 Functional electronics industrial estate MIDC, Bhosari, Pune Pin-411026 | sales@dronatranformers.com
89 | M/s Akshaya Engineering works Pvt Ltd | IPDS/DDUGJY | Distribution Transformer | 315KVA 630KVA 22/0.433KV Distrbution Transformer | CE/Infra-II/Vendor/28034 dtd 27.11.2017 | 2017-11-27 | Suhas sadam | Plot no-81 Taloja MIDC, Dist Raigad 410208 | response@akshayatransformers.com
90 | M/s Telawne Power equipments PVT Ltd | IPDS/DDUGJY | Distribution Transformer | 1000KVA 11/0.433KV , 1000KVA 22/0.433KV Distrbution Transformer | CE/Infra-II/Vendor/29301 dtd 30.11.2017 | 2017-11-30 | Pandit 9870649003 | Plot no R-457,n TTC Industrial area, MIDC, Rebale, Navi Mumbai 400 701 | tech@telawne.com
91 | M/s Telawne Power equipments PVT Ltd | IPDS/DDUGJY | Distribution Transformer | 315KVA & 630KVA 11/0.433KV , 630KVA 22/0.433KV Indoor Distrbution Transformer | CE/Infra-II/Vendor/30260 dtd 8.12.2017 | 2017-12-08 | Pandit 9870649003 | Plot no R-457,n TTC Industrial area, MIDC, Rebale, Navi Mumbai 400 701 | tech@telawne.com
92 | M/s Highrise Transformers | IPDS/DDUGJY | Distribution Transformer | 100KVA 11/0.433KV Level-II Distribution Transformer | CE/Infra-II/Vendor/30031 dtd 8.12.2017 | 2017-12-08 |  | S-82, MIDC, Hingana Industrial area Nagpur-440016
93 | M/s Deltron Electricals | IPDS/DDUGJY | Distribution Transformer | Distribution Transformer 315KVA 11/0.433KV & 630KVA 22/0.433KV | CE/Infra-II/Vendor/30032 dtd 8.12.2017 | 2017-12-08 | Chintan Shah 9833522612 | A/1 Vasai Taluka industrial Co. Op Estate Ltd Gauripada, Vasai | deltron_elec@yahoo.com
94 | M/s Telawne Power equipments PVT Ltd | IPDS/DDUGJY | Distribution Transformer | 1000KVA 11/0.433KV , 1000KVA 22/0.433KV Indoor Distrbution Transformer | CE/Infra-II/Vendor/30259 dtd 8.12.2017 | 2017-12-08 | Pandit 9870649003 | Plot no R-457,n TTC Industrial area, MIDC, Rebale, Navi Mumbai 400 701 | tech@telawne.com
95 | M/s Natioanal Electrical Equipments Corporation | IPDS/DDUGJY | Distribution Transformer | 315KVA 11/0.433KV Level-II Distribution Transformer | CE/Infra-II/Vendor/30608 dtd 14.12.2017 | 2017-12-14 | Kamal Patawari 9768083660 | 134 Industraial area , Jhotwara | kamaljain.marketing@gmail.com
96 | M/s Vision Vidyut Engineers Pvt Ltd | IPDS/DDUGJY | Distribution Transformer | Distribution Transformer 315KVA 630KVA 11/0.433KV & 1000KVA 22/0.433KV | CE/Infra-II/Vendor/31409 dtd 22.12.2017 | 2017-12-22 | Vaishali Thorat 9768022218 | Plot NO 4&5, Gut no 300& 306 rucha Industrial complex at lahe Tal Shahapur Dist Pune | Mrketing@visionvidyut.com/ vaishali@visionvidyut.com
97 | M/s Vision Vidyut Engineers Pvt Ltd | IPDS/DDUGJY | Distribution Transformer | Indoor Distribution Transformer 315KVA 630KVA 22/0.433KV & 1000KVA 11/0.433KV | CE/Infra-II/Vendor/1777/31408 dtd 22.12.2017 | 2017-12-22 | Vaishali Thorat 9768022218 | Plot NO 4&5, Gut no 300& 306 rucha Industrial complex at lahe Tal Shahapur Dist Pune | Mrketing@visionvidyut.com/ vaishali@visionvidyut.com
98 | M/s MSC Transformers Pvt Ltd | IPDS/DDUGJY | Distribution Transformer | 100KVA 11/0.433KV, 22/0.433KV Level-II Distribution Transformer | CE/Infra-II/Vendor/1820/00018 dtd 1.1.2018 | 2018-01-01 | Sandesh chavan 9960655777 | E-18/2 MIDC, jejuri Tal -purandar, dist pune 412303 | msc.transformers@gmail.com
99 | M/s Transfab Power Pvt Ltd | IPDS/DDUGJY | Distribution Transformer | Distribution Transformer 200KVA , 11/0.433KV , 630KVA, 315KVA 22/0.433KV | CE/Infra-II/Vendor/19 dtd 1.1.2018 | 2018-01-01 | Ashok Mondekar 08605018977 | Gat no.392 plot no 4/1 urwade road, urwade Tal Mulshi Dist Pune -412 108 | marketing@transfabindia.com
100 | M/s Static Electricals | IPDS/DDUGJY | Distribution Transformer | 200KVA 11/0433KV Distribution Transformer | CE/Infra-II/Vendor/1820/00108 dtd 1.1.2018 | 2018-01-01 |  | S No 229/2 behind Rajiv gandhi Infor tech Park Phase-I Hinjewadi {Pune
101 | M/s Tecmag Transformer Indua Pvt ltd | IPDS/DDUGJY | Distribution Transformer | 200KVA 11/0.433KVDistrbution Transformer | CE/Infra-II/Vendor/00775 dtd 9.1.2018 | 2018-01-09 |  | Sondongiri Marg Hirapur Jarwau, raipur, Chattisgarh 492 099
102 | M/s Konark Tranasformers | IPDS/DDUGJY | Distribution Transformer | 200KVA 11/0433KV Distribution Transformer | CE/Infra-II/Vendor/1317 dtd 18.1.2018 | 2018-01-18 | 8698222555 | Plot no 2MAukinagar Risod road Dist washim | konarktransformer@yahoo.com
103 | M/s Hitek Tranpower | IPDS/DDUGJY | Distribution Transformer | 200KVA 22/0433KV Distribution Transformer | CE/Infra-II/Vendor/1477 dtd 20.1.2018 | 2018-01-20
104 | M/s Super Power equipments Pvt Ltd | IPDS/DDUGJY | Distribution Transformer | 63KVA, 100KVA 22/0.433KV Level-II Distribution Transformer | CE/Infra-II/Vendor/1705 dtd 23.1.2018 | 2018-01-23 | Chetan Panchal 9892867111 | R-427/7, TTC, MIDC area, Rabale 400701 | superpower427@gmail.com
105 | M/s Highrise TRansformers | IPDS/DDUGJY | Distribution Transformer | 200KVA 11/0433KV Distribution Transformer | CE/Infra-II/Vendor/2108 dtd 31.1.2018 | 2018-01-31
106 | M/s MSC Transformers Pvt Ltd | IPDS/DDUGJY | Distribution Transformer | 315KVA 11/0.433KV, Level-II Distribution Transformer | CE/Infra-II/Vendor/4182 dtd 26.02.2018 | 2018-02-26 | Sandesh chavan 9960655777 | E-18/2 MIDC, jejuri Tal -purandar, dist pune 412303 | msc.transformers@gmail.com
107 | M/s J.K. Electricals | IPDS/DDUGJY | Distribution Transformer | 200KVA 11/0.433KV Level-II Distribution Transformer | CE/Infra-II/Vendor/42342dtd 27.02.2018 | 2018-02-27 |  | 315/2, plot no -8, chatra shahu Co. op Industrial area, agarbhag, Tal shirol, dist-Kolhapur. | electricalsjk@ymail.com
108 | M/s MSC Transformers Pvt Ltd | IPDS/DDUGJY | Distribution Transformer | 315KVA 22/0.433KV, Level-II Distribution Transformer | CE/Infra-II/Vendor/4235 dtd 27.02.2018 | 2018-02-27 | Sandesh chavan 9960655777 | E-18/2 MIDC, jejuri Tal -purandar, dist pune 412303 | msc.transformers@gmail.com
109 | M/s Kalika Indistries | IPDS/DDUGJY | Distribution Transformer | Distribution Transformer 25 & 63kVA 11/0.433KV | CE/Infra-II/Vendor/4337 dtd 28.02.2018 | 2018-02-28 | Nitin Navlakhe 7350022122 | Babhale, MIDC (NArmda), Tal Shidkheda Dist -Dhule | kalikaind662@gmail.com
110 | M/s Transfab Power Pvt Ltd | IPDS/DDUGJY | Distribution Transformer | Distribution Transformer 315KVA 11kV/0.433KV | CE/Infra-II/Vendor/5772 dtd 17.03.2018 | 2018-03-17 | Ashok Mondekar 08605018977 | Gat no.392 plot no 4/1 urwade road, urwade Tal Mulshi Dist Pune -412 108 | marketing@transfabindia.com
111 | M/s Megha Electromech | IPDS/DDUGJY | Distribution Transformer | 63KVA, 100 KVA & 25KVA, 11/0.433 KV Level-II, | CE/Infra-II/Vendor/7051dtd 03.04.2018 | 2018-04-03 | 7972364418 | Plot no-C/15, Maharana Pratap chouk, MIDC Walunj, Aurangabad
112 | M/s Sunil Indisries | IPDS/DDUGJY | Distribution Transformer | Distribution Transformer 25 & 63kVA 11/0.433KV | CE/Infra-II/Vendor/7581 dtd 07.04.2018 | 2018-04-07 | Sunil 9860060023 | D-189/2 MIDC shendra Dist Aurangabad | sunilindutries40@gmail.com
113 | M/s Transdelta Transformers | IPDS/DDUGJY | Distribution Transformer | 100KVA Distribution Transformer 22/0.433kV | CE/Infra-II/Vendor/8067dtd 12.04.2018 | 2018-04-12 | 0240-2482427, 2482643 | B-8&9, MIC area, Chakalthana, Aurangabad, 431006 | transdelta@rediffmail.com
114 | M/s Rajesh Electro fabricators & supplioers | IPDS/DDUGJY | Distribution Transformer | 25 & 63 KVA, 22/0.433kV Level-II Distributuion Transformet | CE/Infra-II/Vendor/8164dtd 13.04.2018 | 2018-04-13 | Nitin Ingale 9822063318/ R.K.Gangawal 9322287070 | G-88 MIDC Road area Ajanta road Jaalgaon | Rkgangawal@gmail.com/ rajheshelectro@gmail.com
115 | M/s Span Electricals LLP | IPDS/DDUGJY | Distribution Transformer | Distribution Transformer 100kVA 11/0.433KV | CE/Infra-II/Vendor/8116dtd 13.04.2018 | 2018-04-13 | 9234511125, 7719806123 | Gat No.1403, Near Mahalaxmi Industrial Area Estate, Balaji Industries, Sonawane vasti, Chikali,,Pune-411 062 | spanelectricalslip@gmail.com
116 | M/s Narsinha Engineering Wor | IPDS/DDUGJY | Distribution Transformer | 11KV/0.433KV, 100KVA & 200 KVA CRGO core Aluminium winding, Level-2 | CE/Infra-II/Vendor/8542dtd 18.04.2018 | 2018-04-18 |  | Plot no-E-35, MIDC, Nanded – 431603
117 | M/s. Nashik Power Equipments | IPDS/DDUGJY | Distribution Transformer | Distribution Transformer 63, 100 & 200kVA 11/0.433KV | CE/Infra-II/Vendor/8705dtd 19.04.2018 | 2018-04-19 | 9322287070 | B – 137, MIDC, Malegaon, Ta-Sinner , Dist. Nashik | rkgangwal@gmail.com
118 | M/s Translite Energy Ltd | IPDS/DDUGJY | Distribution Transformer | 100 & 200KVA Distribution Transformer 11/0.433KV | CE/Infra-II/Vendor/DDU-IPDS/9010, dtd 21.04.2018 | 2018-04-21 | Mahesh Hasorikar 7799887218 | Plot No 57 Phase-I IDA Jeedieta Qutubullapur (M) R.R. dist
119 | M/s Mahavir Electricals & Engineers. | IPDS/DDUGJY | Distribution Transformer | 16 & 25KVA Distribution Transformer 211kV/√3, 250V Single phase | CE/Infra-II/Vendor/10321dtd 07.05.2018 | 2018-05-07 | 9822647170, 9657709013 | Plot No. 18, Gut No.12, Jogeshwari, MIDC Area, Waluj, Aurangabad – 431 136 | mahavirelectricalabad@gmail.com
120 | M/s Super Power equipments Pvt Ltd | IPDS/DDUGJY | Distribution Transformer | Distribution Transformer 315KVA 11kV/0.433KV & 22/kV/433V | CE/Infra-II/Vendor/1035dtd 16.05.2018 | 2018-05-16 | Chetan Panchal 9892867111 | R-427/7, TTC, MIDC area, Rabale 400701 | superpower427@gmail.com
121 | M/s Transdelta Transformers | IPDS/DDUGJY | Distribution Transformer | 63KVA Distribution Transformer 22/0.433KV | CE/Infra-II/Vendor/1350dtd 19.05.2018 | 2018-05-19 | 0240-2482427, 2482643 | B-8&9, MIC area, Chakalthana, Aurangabad, 431006 | transdelta@rediffmail.com
122 | M/s Transdelta Transformers | IPDS/DDUGJY | Distribution Transformer | 25KVA Distribution Transformer 211kV/√3, 250V Single phase | CE/Infra-II/Vendor/1349dtd 19.05.2018 | 2018-05-19 | 0240-2482427, 2482643 | B-8&9, MIC area, Chakalthana, Aurangabad, 431006 | transdelta@rediffmail.com
123 | M/s Lamco Transformers Pvt Ltd | IPDS/DDUGJY | Distribution Transformer | 100KVA, 22/0.433KV Level-II Distributuion Transformer | CE/Infra-II/Vendor/11740 dtd 23.05.2018 | 2018-05-23 | Ganesh Nikam 9850310015/8975396610 | Gut No 423, Medankarwadi, Chakan-Alndi road, chukan, Dist-Pune 410501
124 | M/s Lamco Transformers Pvt Ltd | IPDS/DDUGJY | Distribution Transformer | 22kV/433V, 100kVA Level-II | CE/Infra-II/Vendor/11740dtd 2305.2018 | 2018-05-23 | Ganesh Nikam 9850310015/8975396610 | Gut No 423, Medankarwadi, Chakan-Alndi road, chukan, Dist-Pune 410501
125 | M/s Kanyaka Parmeshwari Engineering Ltd | IPDS/DDUGJY | Distribution Transformer | 11KV/√3,250 V, 25KVA Single Phase Dist. Transformers | CE/Infra-II/Vendor/13655 dtd 02.06.2018 | 2018-06-02 | Devraj 9705151394 | Survey No773, opp Ganeshmandir, Rudraram, Patancheru, Dist-Medak Telanagana | infokpel@gmail.com
126 | M/s Sabka Transformer Pvt Ltd | IPDS/DDUGJY | Distribution Transformer | 11/0.433 KV, 100kVA, 200KVA Level-II, as per BIS 1180 Part-I 2014 Distribution Transformers | CE/Infra-II/Vendor/13654 dtd 02.06.2018 | 2018-06-02 | Rathod, 9665066650 | W-92, Brijwadi road, MIDC Industrial Area, Chikalthana, Aurangabad
127 | M/s Transfab Power Pvt Ltd | IPDS/DDUGJY | Distribution Transformer | 630 kVA, 11/0.433 KV, Level-II, as per BIS 1180 Part-I 2014 Outdoor Distribution Transformers | CE/Infra-II/Vendor/13653 dtd 02.06.2018 | 2018-06-02 | Ashok Mondekar 08605018977 | Gat no.392 plot no 4/1 urwade road, urwade Tal Mulshi Dist Pune -412 108 | marketing@transfabindia.com
128 | M/s Power Industries | IPDS/DDUGJY | Distribution Transformer | 200kVA 11kV/433V, Level-2, BIS Distribution Transformer | CE/Infra-II/Vendor/14038 dtd 07.06.2018 | 2018-06-07 |  | C-18, MIDC Supa, Tal-Parner, Ahmadnagar, 414003
129 | M/s Transenergy Equipments Pvt Ltd | IPDS/DDUGJY | Distribution Transformer | 63 KVA , 100KVA & 630KVA, 22KV/0.433 KV Level-II BIS Distribution Transformer | CE/Infra-II/Vendor/14533 dtd 14.06.2018 | 2018-06-14 | 9552585608 Santosh thorat | Gut No-421, Plot No-12, Medankar wadi, Gavte vasti, Alandiphata, Chakan, Dist Pune
130 | M/s Allianz Transformers Pvt Ltd | IPDS/DDUGJY | Distribution Transformer | 200kVA 11kV/433V BIS Level-2 | CE/Infra-II/Vendor/17365dtd 19.07.2018 | 2018-07-19 |  | Plot No-11 & 12, Dewan Udyog nagar, Chintu pada, Mahim village, Palghar west, Palghar 401404
131 | M/s Vardhaman Electromech Pvt Ltd | IPDS/DDUGJY | Distribution Transformer | 11KV/0.433KV 63 KVA, 100KVA, & 315 KVA, Level-II BIS Distribution Transformer | CE/Infra-II/Vendor/17373 dtd 19.07.2018 | 2018-07-19 | gangwal | Plot No- F-674, Phase-II, RIICO Industrial Area, Sitapur, Jaipur- 302022 (Rajastan)
132 | M/s PVN Tranformers & Electrical | IPDS/DDUGJY | Distribution Transformer | 25KVA, 63KVA, 100KVA, 11/0.433KV, Level-II BIS | CE/Infra-II/Vendor/17705dtd 23.07.2018 | 2018-07-23 |  | Plot no W-32 (B), MIDC, Ambad Dist. Nasik
207 | M/s PVN Transformers & electricals | IPDS/DDUGJY | Distribution Transformer | 25/63/100vKVA 11/0.433KVLevel-II Distributuion Transformer | 17705 dt. 23.07.2018 | 2018-07-23 |  | Plo no W-32 (B), MIDC, Ambad Dist Nasik | pvntransformers@rediffmail.com | Valid for 5 years
133 | M/s Manisha Engineers Pvt Ltd | IPDS/DDUGJY | Distribution Transformer | 100KVA, 22kV/433V & 315kVA 11kV/433V Level-II | CE/Infra-II/Vendor/18444dtd 31.07.2018 | 2018-07-31 | Santosh Kandhare 8888844536 | Plot no 16 Gut 281/1 Ghotawade Phata at Kasar Amboli, Tal Mulashi | manishatrabsformers@gmail.com
134 | M/s Power Industries | IPDS/DDUGJY | Distribution Transformer | 25kVA, 63 kVA & 100kVA 11kV/433V, Level-2 | CE/Infra-II/Vendor/21524 dtd 07.09.2018 | 2018-09-07 |  | C-18, MIDC Supa, Tal-Parner, Ahmadnagar, 414003
135 | M/s Deltron Electricals | IPDS/DDUGJY | Distribution Transformer | 11kV/433V, 630 KVA | CE/Infra-II/Vendor/23652 dtd 05.10.2018 | 2018-10-05 | Chintan Shah 9833522612 | A/1 Vasai Taluka industrial Co. Op Estate Ltd Gauripada, Vasai | deltron_elec@yahoo.com
136 | M/s Deltron Electricals | IPDS/DDUGJY | Distribution Transformer | 22kV/433V, 315 KVA | CE/Infra-II/Vendor/23653 dtd 05.10.2018 | 2018-10-05 | Chintan Shah 9833522612 | A/1 Vasai Taluka industrial Co. Op Estate Ltd Gauripada, Vasai | deltron_elec@yahoo.com
137 | M/s Deltron Electricals | IPDS/DDUGJY | Distribution Transformer | 63 kVA, 22kV/433V, & 63 kVA, 11kV/433V | CE/Infra-II/Vendor/23654dtd 05.10.2018 | 2018-10-05 | Chintan Shah 9833522612 | A/1 Vasai Taluka industrial Co. Op Estate Ltd Gauripada, Vasai | deltron_elec@yahoo.com
138 | M/s Static Electricals | IPDS/DDUGJY | Distribution Transformer | 22kV/433V, 63kVA ,, level-II Distribution Transformers | CE/Infra-II/Vendor/ dtd 06.10.2018 | 2018-10-06 | 8007776899 | S No 229/2 behind Rajiv gandhi Infor tech Park Phase-I Hinjewadi {Pune
139 | M/s Rajesh Electro fabricators & supplioers | IPDS/DDUGJY | Distribution Transformer | 16KVA, 25KVA 22kV/433V & 16KVA, 25KVA 11kV/433V | CE/Infra-II/Vendor/24996 dtd 22.10.2018 | 2018-10-22 | Nitin Ingale 9822063318/ R.K.Gangawal 9322287070 | G-88 MIDC Road area Ajanta road Jaalgaon | Rkgangawal@gmail.com/ rajheshelectro@gmail.com
140 | M/s Nissar Transformers Pvt Ltd. | IPDS/DDUGJY | Distribution Transformer | 22kV/433V, 630 KVA Distribution Transformers, as per Level-II, BIS 1180 Part-I 2014 | CE/Infra-II/Vendor/1482/25609 dtd 29.10.2018 | 2018-10-29 | Vishal- 9423208797 | Gat No- 321-E, A/P Shirwal, Naigaon Road, Tal- Khandala, Dist Satara-412801 | vishalsales@nissar.co.in
141 | M/s Damsa Vidyut Appliances Pvt Ltd | IPDS/DDUGJY | Distribution Transformer | 22kV/433V, 315 KVA Distribution Transformers, as per Level-II, BIS 1180 Part-I 2014 | CE/Infra-II/Vendor/1483/25610 dtd 29.10.2018 | 2018-10-29 | 9892026369, Deepesh | Plot No-E-/1/1to5, Radheshyam Industrial complex, Asangaon, Shahapur | damsa.vidyut@gmail.com
142 | M/s Digvijay Industries | IPDS/DDUGJY | Distribution Transformer | 16 kVA & 25 kVA, 11kV/433V Level-II, as per BIS 1180 Part-I 2014 sealed type Distribution Transformer | CE/Infra-II/Vendor/1612/28812 dtd 07.12.2018 | 2018-12-07 | Shriram Shinde 93256210954 | Plot No h-23/1/3 MIDC, waluj Aurangabad -431136 | transdigvijay@yahoo.com
143 | M/s Super Power equipments Pvt Ltd | IPDS/DDUGJY | Distribution Transformer | 630KVA 22/0.433KV 630KVA 11/0.433KV Level-II Distribution Transformer | CE/Infra-II/Vendor/607 Dt 05.01.2019 | 2019-01-05 | Chetan Panchal 9892867111 | R-427/7, TTC, MIDC area, Rabale 400701 | superpower427@gmail.com | Valid for 5 years
144 | M/s Transenergy Equipments Pvt Ltd | IPDS/DDUGJY | Distribution Transformer | 315 KVA, 22KV/0.433 KV Level-II BIS Distribution Transformer | CE/Infra-II/Vendor/609 dtd 05.01.2019 | 2019-01-05 | 9552585608 Santosh thorat | Gut No-421, Plot No-12, Medankar wadi, Gavte vasti, Alandiphata, Chakan, Dist Pune | transenergysales@gmail.com | Valid for 5 years
145 | M/s Silverline Electrical PVt Ltd | IPDS/DDUGJY | Distribution Transformer | 22/0.433 kV 63, 100, 200KVA Level-II Distribution TRansformer | CE/Infra-II/Vendor/781 Dt07.01.2019 | 2019-01-07 | Kaustubh Taware 9970195048 | plot gate no 945 Ispat road, sasanwadi, Tal- shirur Dist Pune 412208 | inquiry@silverlineelectricals.com, kaustubh@silverlineelectricals.com | Valid for 5 years
146 | M/s Perfect Formers, Nagpur | HVDS | Distribution Transformer | 11/0.433 kv 25 KVA | 4825, 15.02.2019 | 2019-02-15 | Vinay Tapadia 9130012595 | Plot No C 20/10, MIDC Industrial Area, 9Warud) Pusad, Dist Yavtmal | dktapadia@gmail.com
147 | M/s. Transcon Industries | HVDS | Distribution Transformer | Three phase, 16KVA, 11/0.433 KV, Aluminum wound, CRGO core, sealed type, distribution transformers (EEL-2) | 8503 dtd. 28.03.2019 | 2019-03-28 | Kamal Jain 7506010020 | survey no.102 &103, Plot no. 11-13-173/15/15A/20/21, Sifco road, APIE, Balanagar, Hydrabad -500037, Telangana | amar.gampa@gmail.com | Valid for 5 years
148 | M/s. Transcon Industries | IPDS/DDUGJY | Distribution Transformer | Single phase, 16KVA, 11/0.250 KV, distribution transformers (EEL-2) | CE/T-QC/VENDOR/8503 dtd. 28.03.2019 | 2019-03-28 | Kamal Jain 7506010020 | survey no.102 &103, Plot no. 11-13-173/15/15A/20/21, Sifco road, APIE, Balanagar, Hydrabad -500037, Telangana | amar.gampa@gmail.com | Valid for 5 years
149 | M/s Transenergy Equipments Pvt Ltd | IPDS/DDUGJY | Distribution Transformer | 11KV/433V, 630 kVA Level-II BIS Distribution Transformer | CE/T-QC/VENDOR/8751 dtd. 29.03.2019 | 2019-03-29 | Santosh Thorat 9552585608 | Gut No-421, Plot No-12, Medankar wadi, Gavte vasti, Alandiphata, Chakan, Dist Pune | santosh.thorat79@gmail.com | Valid for 5 years
150 | PVN Transformers & Electricals Pvt. Ltd. , Nashik | HVDS | Distribution Transformer | 11/0.433 kv 16 KVA | 8745, 29.03.2019 | 2019-03-29 | 8048989286 | Plot no. W-32 (B), Behind NAMCO Bank, MIDC, AMBAD, Nashik - 422010 | pvntransformer@rediffmail.com | Valid for 5 years
151 | M/s Manisha Engineers Pvt Ltd | IPDS/DDUGJY | Distribution Transformer | 11/0.433 KV 630 KVA OD type & 11/0.433 KV 630 KVA OD type with cable box 630 KVA OD type with cable box | CE/T-QC/VENDOR/8916 dtd. 30.03.2019 | 2019-03-30 | Santosh Kandhare 8888844536 | Plot no 16 Gut 281/1 Ghotawade Phata at Kasar Amboli, Tal Mulashi | manishatrabsformers@gmail.com | Valid for 5 years
152 | M/s Urja Techniques India Pvt. Ltd. | IPDS/DDUGJY | Distribution Transformer | Three phase 22/0.433, 63 KVA CRGO Level II | CE/T-QC/VENDOR/9563 dtd. 08.04.2019 | 2019-04-08 | Dixit/ 9820401606 | Rabale, Navi Mumbai | engg@urjatransformers.com approval@urjatransforemers.com | Valid for 5 years
153 | Shri Datta Eelctrical Engineers & Contractors | HVDS | Distribution Transformer | 11/0.433 kv 25 KVA | 10759 dtd. 23.04.2019 | 2019-04-23 | Datta/ 9822043719 | Shirol, Kolhapur | shreedattaelectricals.mane@gamil.com | Valid for 5 years
154 | M/s Vision Transformers | IPDS/DDUGJY | Distribution Transformer | 11KV/433V, 100& 200 kVA Level-II | CE/T-QC/VENDOR/10835 dtd. 23.04.2019 | 2019-04-23 | Atul Ingle 9921868086 | Beed Road, Kaij, Tal- Kaij, Dist – Beed - 431123 | visionvtbeed@gmail.com | Valid for 5 years
155 | M/s Mahavir Electricals & Engineers. | HVDS | Distribution Transformer | Three phase, 10KVA, 11/0.433 KV, Aluminum wound, CRGO core, sealed type, distribution transformers (EEL-2) | 10821 dt. 23.04.2019 | 2019-04-23 | Atul Singh 9822647170 | Plot no.18, Jogeswari MIDC area, Waluj, Aurnagbad - 431136 | mahavirelectricalabad@gmail.com | Approved Only for Dhule Circle & Valid for 5 years
156 | M/s. Shree Adinath Industries | HVDS | Distribution Transformer | Three phase, 10KVA, 11/0.433 KV, Aluminum wound, AMDT core, sealed type, distribution transformers (EEL-2) | 11448, 02.05.2019 | 2019-05-02 | Mr. Prateek Jain 09414019922 | H-498/499/500, MIA, Alwar, Rajsthan- 301030 | adinathalw@yahoo.co.in | Valid for 5 years
211 | M/s Manisha Engineers Pvt Ltd | IPDS/DDUGJY | Distribution Transformer | 200KVA, 22/0.433 KV, Outdoor /Indoor type, Copper wound, CRGO core, (EEL-2) distribution transformers | 11573 dt. 04.05.2019 | 2019-05-04 | Santosh Kandhare 8888844536 | Plot no 16 Gut 281/1 Ghotawade Phata at Kasar Amboli, Tal Mulashi
212 | M/s Manisha Engineers Pvt Ltd | IPDS/DDUGJY | Distribution Transformer | 315KVA, 11/0.433 KV, Outdoor type with cable box, Copper wound, CRGO core, distribution transformers (EEL-3) | 11574 dt. 04.05.2019 | 2019-05-04 | Santosh Kandhare 8888844536 | Plot no 16 Gut 281/1 Ghotawade Phata at Kasar Amboli, Tal Mulashi
157 | M/s. Shri. Krsna Sudarshan Urja Pvt Ltd, | HVDS | Distribution Transformer | Three phase, 10KVA, 11/0.433 KV, Aluminum wound , AMDT core, sealed type, distribution transformers (EEL-2) | 11688 dtd. 06.05.2019 | 2019-05-06 | 9829536807/ Choudhary | E-1271,Sitapur Industrial Area, Jaipur- 302022 | blc@shrikrsna.com | Valid for 5 years
158 | M/s. Sonali Power Equipments Pvt. Ltd., | IPDS/DDUGJY | Distribution Transformer | Three phase, 11/0.433 KV 16KVA, 25KVA, Aluminum wound ,CRGO core, sealed type, distribution transformers (EEL-2) & 100KVA, 200KVA, Aluminum wound, CRGO core, distribution transformers (EEL-2) | CE/T-QC/VENDOR/11690 dtd. 06.05.2019 | 2019-05-06 | Vijay Sontak/ 9373106205 | Hingna, MIDC area, Nagpur | sonalipowerequipments@gmail.com | Valid for 5 years
159 | M/s. Nashik Transformer Industries | IPDS/DDUGJY | Distribution Transformer | Three phase, 100KVA & 25KVA , 11/0.433 KV, Level-II BIS Distribution Transformer | CE/T-QC/VENDOR/11930 dtd. 08.05.2019 | 2019-05-08 | 9422248221/ Subhash Dhondge | F-43, M.I.D.C., Satpur, Nashik - 422007. | nti2003@rediffmail.com | Valid for 5 years
160 | M/s. JDS Transformers Industries Pvt. Ltd, | HVDS | Distribution Transformer | Three phase, 16 KVA & 25KVA , 11/0.433 KV, Aluminium wound, CRGO core, sealed type distribution transformers (EEL-2) | 11929, 08.05.2019 | 2019-05-08 | Shaikh/ 8805088835 | 33 & 34 and part of 26 & 32 AKVN, Industrial growth center, Boregaon, Tal. Sausar, Dist. Chindwara (MP) 480106 | jdstransformers.jds@gmail.com | Valid for 5 years
161 | M/s. Nissar Transformers Pvt.Ltd. | IPDS/DDUGJY | Distribution Transformer | Three phase, 315KVA, 11/0.433 KV, Indoor/Outdoor type with HV /LV cable box, Copper wound, CRGO core, distribution transformers (EEL-2) | CE/T-QC/VENDOR/12278 dtd. 13.05.2019 | 2019-05-13 | 7720915121/ Vishal Choudhari | Shirwal, Naigaon Road, Satara | vishalsales@nissar.co.in | Valid for 5 years
162 | M/s. Nissar Transformers Pvt.Ltd. | IPDS/DDUGJY | Distribution Transformer | Three phase, 315KVA, 22/0.433 KV, Indoor/Outdoor type with HV /LV cable box, Copper wound, CRGO core, distribution transformers (EEL-2) | CE/T-QC/VENDOR/12279 dtd. 13.05.2019 | 2019-05-13 | 7720915121/ Vishal Choudhari | Shirwal, Naigaon Road, Satara | vishalsales@nissar.co.in | Valid for 5 years
163 | M/s. Transcon Industries | HVDS | Distribution Transformer | Three phase, 16KVA, 11/0.433 KV, distribution transformers (EEL-2) | 13922, 17.05.2019 | 2019-05-17 | Kamal Jain 7506010020 | survey no.102 &103, Plot no. 11-13-173/15/15A/20/21, Sifco road, APIE, Balanagar, Hydrabad -500037, Telangana | amar.gampa@gmail.com | Valid for 5 years
164 | M/s. Nashik Transformer Industries | IPDS/DDUGJY | Distribution Transformer | Three phase, 16KVA & 63 , 11/0.433 KV, Level-II BIS Distribution Transformer | CE/T-QC/VENDOR/15612 dtd. 06.06.2019 | 2019-06-06 | 9422248221/ Subhash Dhondge | F-43, M.I.D.C., Satpur, Nashik - 422007. | nti2003@rediffmail.com | Valid for 5 years
165 | M/s. ICI Transformer, | HVDS | Distribution Transformer | Three phase, 10 KVA, 11 /0.433 KV, Aluminum wound, CRGO core, sealed type | 17769 dt.26.06.2019 | 2019-06-26 | 8875000250 | H-75, Akeda Doonger, Road no.18,VKI Area, jaipur-302013 | iciraj.sales@gmail.com | Valid for 5 years
166 | M/s. Transfab Power (India) Pvt. Ltd | HVDS | Distribution Transformer | Three phase, 25KVA , 11/0.433 KV, Aluminium wound, CRGO core | 17783 dt. 26.06.19 | 2019-06-26 | MOUNDEKAR/ 8605018977 | 3, Shree Niwas palace, 40/30 Bhode colony, Erandwane, Pune – 411004 | marketing@transfabindia.com | Valid for 5 years
167 | M/s. Mahashakti Energy Ltd | HVDS | Distribution Transformer | Three phase, 16KVA, 11/0.433 KV, Aluminum wound , CRGO core, sealed type | 19087 dt. 08.07.19 | 2019-07-08 | MURALI PILLAI/ 9819855997 | A-8, New Focal Point, Dabwali Road, Bathinda, Punjab | muralipillaim@gmail.com | Valid for 5 years
168 | M/s. D’rona Rohitra Pvt. Ltd | HVDS | Distribution Transformer | Three phase, 25KVA, 11/0.433 KV, Aluminum wound, CRGO core, sealed type | 19557 dt. 09.07.19 | 2019-07-09 | Mahesh Jain/ 9422070318 | C-1,MIDC, Bhosari,Pune-411026 | dronatransformer@gmail.com | Valid for 5 years
169 | M/s. Lamco Transformers Pvt. Ltd | IPDS/DDUGJY | Distribution Transformer | Three phase, 315 KVA, 22KV/0.433 KV, Level-II, | 19555 dt. 11.07.19 | 2019-07-11 | Nikam/ 9850310015 | Gut No. 423, Medankarwadi, Pune | lamcotransformers@gmail.com ganesh@lamco.in | Valid for 5 years
170 | M/s. Prathamesh Transformers, | IPDS/DDUGJY | Distribution Transformer | Three phase, 16 KVA,25KVA & 63 KVA , 11/0.433 KV, Aluminium wound, CRGO core | 19556 dt. 11.07.19 | 2019-07-11 |  | Ahmednagar | prathmeshelect@gmail.com | Valid for 5 years
171 | Shri Datta Eelctrical Engineers & Contractors | HVDS | Distribution Transformer | 11/0.433 kv 10 KVA | 20085 dt. 17.07.19 | 2019-07-17 | Datta/ 9822043719 | Shirol, Kolhapur | shreedattaelectricals.mane@gamil.com | Valid for 5 years
172 | Tesla Transformers (India) Ltd. | IPDS/DDUGJY | Distribution Transformer | 315KVA, 22kV/433V & 315kVA 11kV/433V | 20956 dt. 26.07.19 | 2019-07-26 | Sachin/ 9755571596 | 23-A, Govindpura, Bhopal | sachin@teslatranformers.com, sachintesla@gmail.com | Valid for 5 years
173 | M/s. S.T.S Utility Services | HVDS | Distribution Transformer | 10 KVA, 11 /0.433 KV & 22/0.433KV, Aluminum wound, Amorphous core | 21490 dt. 31.07.19 | 2019-07-31 | Gupta/ 9873121012 | Plot No. 24, Udyog Kendra II, Ecotech IIL, G.B. Nagar (U.P) | stsutilityservices@gmail.com | Valid for 5 years
174 | M/s Sai Mangalam Elect. & Engg | HVDS | Distribution Transformer | 16 KVA & 25KVA , 11/0.433 KV, Aluminium wound, CRGO | 21694 dt. 02.08.19 | 2019-08-02 | 9881212937 | Plot No- 09, S/N-253/2, Kukdel shivar Prakasha Road,Manrad, Tal- shahada, Dist- Nandurbar | dhananjaychaudhari22@gmail.com | Valid for 5 years | Chakan, Pune -410501
175 | M/s Perfect Formers | IPDS/DDUGJY | Distribution Transformer | 25KVA, 11/0.433kV, Aluminum wound, CRGO | 21695 dt. 02.08.19 | 2019-08-02 | Vinay Tapadia 9130012595 | C-20/10, MIDC, Industrial Area, Nagpur – 440016 | dktapadia@gmail.com | Valid for 5 years
176 | M/s Perfect Formers | HVDS | Distribution Transformer | 25KVA, 11/0.433kV, Aluminum wound, CRGO | 21695 dt. 02.08.19 | 2019-08-02 | Vinay Tapadia 9130012595 | C-20/10, MIDC, Industrial Area, Nagpur – 440016 | dktapadia@gmail.com | Valid for 5 years
177 | M/s. Shivshakti power device (India) Pvt. Ltd. | HVDS | Distribution Transformer | Three phase, 16KVA, 22/0.433 KV, Copper wound, CRGO core | 21977 dt. 06.08.19 | 2019-08-06 | Patil/ 937344433 | Sr.No 46/35, Narhe industrial estate, Narhe gaon, Pune- 411041 | shivshaktipowerdevice@gmail.com | Valid for 5 years
178 | Shivshakti power device (India) Pvt. Ltd | IPDS/DDUGJY | Distribution Transformer | Three phase, 25 KVA, 11 /0.433 KV, Aluminum wound, CRGO core | 21975 dt. 06.08.2019 | 2019-08-06 | MOHITE PATIL/ 9373344433 | Sr.No 46/35, Narhe industrial estate, Narhe gaon, Pune- 411041 | shivshaktipowerdevice@gmail.com | Valid for 5 years
179 | M/s. Tesla Transformers (Global) Private Limited | IPDS/DDUGJY | Distribution Transformer | Three phase 200KVA & 100KVA 11/0.433kV Aluminium Wound, CRGO Core | 23788 dt. 09.08.19 | 2019-08-09 | Arun Kadwey/ 7440840744 | 30-B, Industrial Area Govindpura, Bhopal-462023(M.P.) | arun@teslatransformersglobal.com | Valid for 5 years
180 | M/s. Rohitra India Pvt Ind | IPDS/DDUGJY | Distribution Transformer | Three phase 630 KVA, 22/0.433kV Copper Wound, CRGO Core | 23532 dt. 26.08.19 | 2019-08-26 | sachin Hivarkar/ 9890796796 | S-24, MIDC, Bhosari, pune- 26 | rohitraindia@gmail.com | Valid for 2 years
181 | Engineers Associates | HVDS | Distribution Transformer | 16 KVA & 25KVA , 11/0.433 KV, | 23434 dt.26.08.19 | 2019-08-26 | Devendra Parihar/ 7024212219 | Shed No. 15, Type ‘D’ Special, Industrial Area, I- Sector, Govindpura , Bhopal- 462023 | sales@jeo.co.in devednra@jeo.co.in | Valid for 5 years
210 | M/s. Prathamesh Transformers, Ahmednagar | IPDS/DDUGJY | Distribution Transformer | 100 KVA , 11/0.433 KV, Aluminium wound, CRGO core, distribution transformers (EEL-2) | 23433 dt. 26.08.2019 | 2019-08-26 |  | Plot no. 66, Sangamner Co-operative Industrial Estate, nashik Pune Highway, Sangmaner
182 | M/s. Eltech transformers Pvt Ltd, | HVDS | Distribution Transformer | Three phase, 10 KVA (AMDT core), 11/0.433 KV, Aluminium wound, distribution transformers (EEL-2) | 23789 dt. 29.08.19 | 2019-08-29 | Rakesh/ 8586983314 | Plot no.14, Gali -5, Krishna Colony, Sector-25, Faridabad- 121004 | devendra@jeo.in | Valid for 5 years
183 | M/s. Sai Mangalam Electrical & Engineering | IPDS/DDUGJY | Distribution Transformer | Three phase 200 KVA, 11/0.433kV, CRGO Core | 23787 dt. 29.08.19 | 2019-08-29 | Chaudhari/ 9881212937 | Plot No- 09, S/N-253/2, Kukdel shivar Prakasha Road, Manrad, Tal- shahada, Dist- Nandurbar | dhananjaychaudhari22@gmail.com | Valid for 5 years
184 | M/s. Eltech transformers Pvt Ltd, | HVDS | Distribution Transformer | Three phase, 25KVA (CRGO Core) , 11/0.433 KV, Aluminium wound | 23789 dt. 29.08.19 | 2019-08-29 | Rakesh/ 8586983314 | Plot no.14, Gali -5, Krishna Colony, Sector-25, Faridabad- 121004 | devendra@jeo.in | Valid for 5 years
185 | M/s. Accord Electropower Pvt. Ltd, | HVDS | Distribution Transformer | Three phase, 10KVA, 11/0.433 KV, Aluminum wound, Sealed type, Amorphous core | 24633 dt. 03.09.19 | 2019-09-03 | Deepak Gaur/ 8010599001 | E-27,Surajpur, Greater Noida (U.P.) E-27,Surajpur, Greater Noida (U.P.) | info@aepgroup.in | Valid for 5 years
186 | M/s. Accord Electropower Pvt. Ltd, | HVDS | Distribution Transformer | Three phase, 16KVA, 11/0.433 KV, Aluminum wound | 24633 dt. 03.09.19 | 2019-09-03 | Deepak Gaur/ 8010599001 | E-27,Surajpur, Greater Noida (U.P.) E-27,Surajpur, Greater Noida (U.P.) | info@aepgroup.in | Valid for 5 years
187 | M/s. Accord Electropower Pvt. Ltd, | HVDS | Distribution Transformer | Three phase, 25KVA, 11/0.433 KV, Aluminum wound, | 24633 dt. 03.09.19 | 2019-09-03 | Deepak Gaur/ 8010599001 | E-27,Surajpur, Greater Noida (U.P.) | info@aepgroup.in | Valid for 5 years
188 | M/s. Remi Industrial Products | IPDS/DDUGJY | Distribution Transformer | Three phase, 25 KVA, 11 /0.433 KV, Aluminum wound, CRGO core | 22785 dt. 05.09.2019 | 2019-09-05 | 6265211700 | 12 B & C sector D Industrial area, Govindpura, Bhopal -462023 | remibhopal@yahoo.com | Valid for 5 years
189 | M/s Perfect Formers | HVDS | Distribution Transformer | 16KVA, 11/0.433kV, Aluminum wound, CRGO | 23851 dt. 05.09.19 | 2019-09-05 | Vinay Tapadia 9130012595 | C-20/10, MIDC, Industrial Area, Nagpur – 440016 | dktapadia@gmail.com | Valid for 5 years
190 | M/s. KEBEE Power Transformer Pvt. Ltd | IPDS/DDUGJY | Distribution Transformer | Three phase, 315 KVA, 22/0.433 KV, Copperwound, CRGOcore | 25577 dt. 16.09.2019 | 2019-09-16 | 9869467668/ Bhojane | E-56,Additional Ambernath Industrial Area, Ambernath (East) | keebeepower@hotmail.com | Valid for 5 years
191 | M/s. KEBEE Power Transformer Pvt. Ltd | IPDS/DDUGJY | Distribution Transformer | Three phase,630 KVA, 22/0.433 KV, Copperwound, CRGOcore | 25577 dt. 16.09.2019 | 2019-09-16 | 9869467668/ Bhojane | E-56,Additional Ambernath Industrial Area, Ambernath (East) | keebeepower@hotmail.com | Valid for 5 years
192 | M/s. D’rona Rohitra Pvt. Ltd | HVDS | Distribution Transformer | Three phase, 16KVA, 11/0.433 KV, Aluminum wound, CRGO core, sealed type | 26462 dt. 20.9.19 | 2019-09-20 | Mahesh Jain/ 9422070318 | C-1,MIDC, Bhosari,Pune-411026 | dronatransformer@gmail.com | Valid for 2 years
193 | M/s. Akshaya Engineering Works Pvt. Ltd | IPDS/DDUGJY | Distribution Transformer | Indoor/Outdoor Three phase 100kVA, 22/0.433kV Aluminium Wound, CRGO Core | 27200 dt. 26.09.2019 | 2019-09-26 | Bhoir/ 9820709011 | L-81, Opp. BOC, Taloja MIDC, Tal.- Panvel, Dist. Raigad-410208 | response@akshayatransformers.com | Valid for 5 years
194 | M/s. Akshaya Engineering Works Pvt. Ltd | IPDS/DDUGJY | Distribution Transformer | Indoor/Outdoor Three phase 100kVA, 11/0.433kV Aluminium Wound, CRGO Core | 27201 dt. 26.09.2019 | 2019-09-26 | Bhoir/ 9820709011 | L-81, Opp. BOC, Taloja MIDC, Tal.- Panvel, Dist. Raigad-410208 | response@akshayatransformers.com | Valid for 5 years
195 | M/s. Akshaya Engineering Works Pvt. Ltd | IPDS/DDUGJY | Distribution Transformer | Indoor/Outdoor Three phase 200kVA, 11/0.433kV Aluminium Wound, CRGO Core | 27202 dt. 26.09.2019 | 2019-09-26 | Bhoir/ 9820709011 | L-81, Opp. BOC, Taloja MIDC, Tal.- Panvel, Dist. Raigad-410208 | response@akshayatransformers.com | Valid for 5 years
196 | M/s. Sudarshan transformers Pvt Ltd, | HVDS | Distribution Transformer | 10 KVA, 11 /0.433 KV Aluminum wound, Amorphous core | 27567 dt. 30.09.19 | 2019-09-30 | Ashish Bargoti/ 9414049002 | F-83,Road N0.18,V.K.I Area, Akera Dungar, Jaipur – 302013 | stpltransformer@gmail.com | Valid for 5 years
197 | JDS Transformer Industries Pvt. Ltd. | IPDS/DDUGJY | Distribution Transformer | 100 KVA, 11/0.433 KV, CRGO core, 3 Phase, Aluminum wound, ONAN, Distribution Transformers(EEL-2) | 28213 dt. 07.10.2019 | 2019-10-07 | Riyaz/ 8805088835 | Plot No.33,34 & Part of 32, AKVN, Borgaon, Tahsil Sausar, Dist. Chindwara | jdstransformers.jds@gmail.com | Valid for 5 years
198 | M/s Lamco Transformers Pvt Ltd | IPDS/DDUGJY | Distribution Transformer | Three phase, 25 KVA, 11 KV/0.433 KV, Aluminum wound, CRGO core, Distribution Transformers | 28210 dt. 07.10.2019 | 2019-10-07 | Ganesh Nikam 9850310015/8975396610 | Gut No 423, Medankarwadi, Chakan-Alndi road, chukan, Dist-Pune 410501 | lamcotransformers@gmail.com ganesh@lamco.in | Valid for 2 years
199 | M/s. Sai Mangalam Electrical & Engineering, | IPDS/DDUGJY | Distribution Transformer | Three phase, 63KVA & 100KVA , 11/0.433 KV Aluminum wound, CRGO core, Distribution Transformers (EEL-2) | 28275 dt. 09.10.2019 | 2019-10-09 | Chaudhari/ 9881212937 | Survey No.253/2,Plot No.9, Kukdael Shivar Prakasha Road, Manrad, Tal- Shahada, Dist. Nandurbar | dhananjaychaudhari22@gmail.com | Valid for 5 years
200 | M/s. Shri. Krsna Sudarshan Urja Pvt Ltd, | HVDS | Distribution Transformer | Three phase, 16KVA, 11/0.433 KV, Aluminum wound , CRGO core, distribution transformers (EEL-2) | 28276 dtd. 09.10.2019 | 2019-10-09 | 9829536807/ Choudhary | E-1271,Sitapur Industrial Area, Jaipur- 302022 | blc@shrikrsna.com | Valid for 5 years
201 | M/s. Deltron Electricals | IPDS/DDUGJY | Distribution Transformer | Three phase, 1000 KVA, 22/0.433 KV, Copper wound, CRGO core, Distribution Transformers (EEL-2) | 28277 dt. 09.10.2019 | 2019-10-09 | Chintan Shah 9833522612 | A/1,Vasai Taluka Industrial Co-op.Estate Ltd, Gauraipada,Vasai (East)-401208 | deltron_elec@yahoo.com | Valid for 5 years
202 | M/s. National Electrical Equipments Corporation , | HVDS | Distribution Transformer | Three phase, 16 KVA & 25KVA, 11/ 0.433 KV, Aluminium wound, CRGO core, distribution transformers (EEL-2) | 29019 dt. 17.10.2019 | 2019-10-17 | Kamal Jain 7506010020 | Khasara No. 26/386,247/1,Bawadi,Sarna Dungar Industrial Area, Jaipur, Rajathan- 302012 | kamaljain.marketing@gmail.com | Valid for 5 years
203 | M/s. PVN Transformers & Electricals Pvt. Ltd. | IPDS/DDUGJY | Distribution Transformer | 630 KVA, 11/0.433 KV, CRGO core, 3 Phase, Copper wound, ONAN, Distribution Transformers(EEL-2) | 29195 dt. 19.10.2019 | 2019-10-19 | Nikhale/ 7588325048 | Plot no. W-32(B) Behind NAMCO Bank MIDC Ambad, Nashik-422 010 | pvntransformer@rediffmail.com | Valid for 5 years
204 | M/s. Tesla Transformers (India) Ltd., | IPDS/DDUGJY | Distribution Transformer | Three phase 630 KVA/200KVA, 11/0.433kV Distribution transformer (EEL-2) | 29292 dt. 22.10.2019 | 2019-10-22 | Sachin/ 9755571596 | 23-A, Sector B Industrial Area Govindpura, Bhopal-462023(M.P.) | sachin@teslatranformers.com, sachintesla@gmail.com | Valid for 5 years
205 | M/s Urja Techniques India Pvt. Ltd. | IPDS/DDUGJY | Distribution Transformer | Three phase, 315KVA, 11/0.433 KV & 630KVA, 22/0.433 KV copper wound, CRGO core, Indoor Type | 30056 dt. 30.10.2019 | 2019-10-30 | Dixit/ 9820401606 | R- 653, MIDC, Thane Belapur Road, Rabale, Navi Mumbai – 400701 | engg@urjatransformers.com approval@urjatransforemers.com | Valid for 5 years
206 | M/s Urja Techniques India Pvt. Ltd. | IPDS/DDUGJY | Distribution Transformer | Three phase, 315KVA (Indoor) & 100KVA (Outdoor) , 22/0.433 KV & 200KVA (Outdoor),11/0.433 KV Copper wound, CRGO core | 30057 dt. 30.10.2019 | 2019-10-30 | Dixit/ 9820401606 | R- 653, MIDC, Thane Belapur Road, Rabale, Navi Mumbai – 400701 | engg@urjatransformers.com approval@urjatransforemers.com | Valid for 5 years
209 | M/s. Deepjyot Transformer Industries, | IPDS/DDUGJY | Distribution Transformer | 100 KVA, 11/0.433 KV, CRGO core, 3 Phase, Aluminum wound, ONAN, Distribution Transformers(EEL-2) | 31597 dt. 16.11.2019 | 2019-11-16 | Abhishek Kashiwal/ 9028035333 | D-27, Additional MIDC area, Dist – Jalna, Maharasthtra – 431203 |  | Valid for 2 years
208 | M/s. Shree Transformers, | IPDS/DDUGJY | Distribution Transformer | 63/100/315 KVA, 22/0.433 KV, CRGO core, 3 Phase, Copper wound, ONAN, Distribution Transformers (EEL-2) | 31870 dt. 19.11.2019 | 2019-11-19 | Bhojane / 9869467668 | Plot no.47,Road No.3, Sec.1-S, New Panvel – 410206 |  | Valid for 2 years

## Cable
Approved list of Vendors
Sr. No. | Name | Scheme | Product | Rating | Approved No | Approved Date | Contact no. | Adress | Email | Remarks
1 | M/s. Chandresh Cable Ltd | Infra II | LT Cable | LT XLPE armoured 3.5C x 70 sq.mm | CE(Infra)/EE-I/Vendor Approval/ 20585 21.04.2015 | 2015-04-21
2 | M/s Maruti Wires & Cables Industries | Infra II | LT Cable | LT XLPE armoured 3.5C x 50,70,95,120 1C x70 ,120 sq.mm & LT PVC copper cable 2C x 2.5 ,4C x 2.5 sq.mm | CE(Infra)/EE-I/Vendor Approval/ 20625 Dt. 22.04.2015 | 2015-04-22
3 | M/s Goyolene Fibres (India) Pvt.Limited | Infra II | LT Cable | LT PVC unarmooured / armoured cable copper control cables of sizes 19C x 2.5,12C x 2.5,7C x 2.5,4Cx2.5,4C x 4,2C x 2.5,2C x 4 sq.mm &LT PVC unarmooured / armoured cable aluminum control cables of size 2C x 16 sq.mm | CE(Infra)/EE –I/GTP/ 21470 Dt. 07.05.2015 | 2015-05-07
4 | M/s Goyolene Fibres (India) Pvt.Limited | Infra II | LT Cable | of LT XLPE Aluminum unarmooured cable of sizes 1Cx16,35,70,95,120,185,300 sqmm , LT XLPE armoured cable of sizes 1Cx16,35,70,95,120,185,300 sqmm ,2C x 16 &50 sqmm,4C x 16 sqmm ,3.5C x35,50,70,95,185 & 300 LT PVC Aluminum unarmooured / armoured cable of sizes 3.5C x 35,50,70,120,185,240 & 300sq.mm | CE(Infra)/EE –I/GTP/ 22513 Dt. 20.05.2015 | 2015-05-20
5 | M/s Goyolene Fibres (India) Pvt.Limited | Infra II | LT Cable | LT XLPE Aluminum unarmooured cable of sizes 1Cx16,35,70,95,120,185,300 sqmm , LT XLPE armoured cable of sizes 1Cx16,35,70,95,120,185,300 sqmm ,2C x 16 &50 sqmm,4C x 16 sqmm ,3.5C x35,50,70,95,185 & 300 LT PVC Aluminum unarmooured / armoured cable of sizes 3.5C x 35,50,70,120,185,240 & 300sq.mm | CE(Infra)/EE –I/GTP/ 22513 Dt. 20.05.2015 | 2015-05-20
6 | M/s. Ketan Enterprises | Infra II | LT Cable | LT PVC armoured copper Control Cables of sizes 19C x 2.5, 12C x 2.5,7C x 2.5, 4C x 2.5 ,2Cx 2.5 Sq.mm & 1Cx70,120,300 Sq.mm LT XLPE armoured Cables | CE(Infra)/EE –I/GTP/ 25062 Dt. 04.06.2015 | 2015-06-04
7 | M/s Zenium Cable Ltd | Infra II | LT Cable | LT XLPE Aluminum Armoured Cables of Sizes 3.5Cx35,50,70,95 ,185 ,240 1Cx70 , 120 & 185sq.mm , LT PVC Armoured Copper Control Cables of Sizes 2Cx4.0, 4Cx2.5, 7Cx2.5& 19Cx2.5 sq.mm | CE(Infra)/EE –I/GTP/ 27018 Dt. 26.06.2015 | 2015-06-26
8 | M/s Sterlite Technologies Ltd | Infra II | HT Cable | 11 KV HT XLPE Cable 3C x 300 sqmm | CE/Infra Plan-II/ GTP/35955 Date:07.10.2015 | 2015-10-07
9 | M/s K.K.Powers Controls Pvt Ltd | Infra II | LT Cable | LT XLPE Cable 1.1 KV (3.5C x 35 sqmm ,3.5C x 70 sqmm ,3.5C x120 sqmm ,3.5C x 185 sqmm, 3.5C x 240 sqmm & 3.5C x300sqmm) | CE/Infra Plan-II/ GTP/37016 Date:17.10.2015 | 2015-10-17
10 | M/s Technofiber Industries | Infra II | LT AB Cable | LT AB Cable 3C x 25 +1x16+1x25sqmm, 3C x 50 +1x16+1x35 sqmm & 3C x 95+1x16+1x70 sqmm | CE/Infra Plan-II/ GTP/37831 Date:29.10.2015 | 2015-10-29
11 | M/s Vikas Cable | Infra II | LT Cable | LT XLPE Cable 1.1 KV ( 3.5C x 50 sqmm , 3.5C x 70 sqmm , 3.5C x95sqmm , 3.5C x120 sqmm ,3.5C x 150 sqmm & 3.5C x 185sqmm) | CE/Infra Plan-II/ GTP/38255 Date:02.11.2015 | 2015-11-02
12 | M/s Polycab Wires PVT.Ltd. | Infra II | HT Cable | 11 KV (3Cx 185 sqmm & 3C x 240 sqmm ), 22 KV ( 3C x 185 sqmm , 3C x 240 sqmm & 3C x300 sqmm) & 33 KV (3C x 185 sqmm) cable, 33 KV 3C x 400sqmm HT XLPE Cable | CE/Infra Plan-II/ GTP/ 33998 Date:14.09.2015 CE/Infra Plan-II/ GTP/ 5536 Date:18.02.2016 | 2016-02-18
13 | M/s Sunlite Cable Industries | Infra II | LT Cable | LT Armoured Cable & PVC Armoured Copper Control Cable | CE/Infra Plan-II/ GTP/7594 Date:08.03.2016 | 2016-03-08
14 | M/s Finolex Cables Ltd | Infra II | HT Cable | 11 kV 3C x 95 sqmm & 22 kV 3 C x 300 sqmm HT XLPE armored cable | CE/Infra Plan-II/ GTP/8227 Date:16.03.2016 | 2016-03-16
15 | M/s Ravin Cable Ltd | Infra II | HT Cable | 1) 3Core x x 400sqmm, 22 kV HT cable 2) 3Core 185, 6.35/11 lV Aluminum HT XLPE Cable | 1) CE/Infra Plan-II/ GTP/6847 Date:01.03.2016 2) CE/Infra Plan-II/ GTP/25030 Date:08.08.2016 | 2016-08-08
16 | M/s KEI Industries Ltd | Infra II | HT/LT Cable | 1) LT PVC armoured Cable & Lt XLPE armoured cable 2) armored aluminum XLPE Cable (3.5C x 300 Sqmm, 3.5C x 240sqmm, 3.5C x 185 sqmm, 3.5C x 120sqmm, 3.5C x 70 sqmm, 3.5C x 50sqmm,3.5 C x 25sqmm ) and & Armored PVC copper Control cables (2C x16sqmm, 2C x 2.5sqmm, 7C x 2.5sqmm, 19C x 2.5sqmm, 27C x 2.5sqmm & 2C x 4 sqmm),3C X 95 sq.mm (6.35/11kV), 3CX 185 sq.mm (6.35/11kV), 3X240 sq.mm (6.35/11kV), 3X300 sq.mm (6.35/11kV), 3X300 sq.mm (12.7/22kV), 3X300 sq.mm (19/33kV), XLPE Aluminum cables | 1) CE/Infra Plan-II/GTP/9926 Date: 02.04.2016 2)CE/Infra Plan-II/GTP/17389 Date: 30.05.2016 3)CE/Infra Plan-II/GTP/25421 Date: 11.08.2016 | 2016-08-11
17 | M/s Havells India Ltd | Infra II | HT/LT Cable | XLPE Armoured Cable- 3.5 C x 35 sqmm , 3.5 C x 70 sqmm , 3.5 C x 95 sqmm , 3.5 C x 240 sqmm , 3.5 C x 300 sqmm , 3.5 C x 400 sqmm & 1 C x 300 sqmm and PVC Armoured Copper Control Cable- 2 C x 2.5 sqmm,4 C x 2.5 sqmm, 12 C x 2.5 sqmm, 19 C x 2.5 sqmm 2) 33 KV HT XLPE Armoured Cable 3 C x 300 sqmm 3) 3.5Core x 120sqmm, LT XLPE Armored Aluminum cable ,3.5Core x 150sqmm, LT XLPE Armored Aluminum cable,3.5Core x 185 sqmm, LT XLPE Armored Aluminum cable,3Core x 185 sqmm, 6.35/11 KV XLPE Armored Aluminum cable, 3Core x 300sqmm, 6.35/11 KV XLPE Armored Aluminum cable,3Core x 300sqmm, 12.7/22 KV XLPE Armored Aluminum cable | 1) CE/Infra Plan-II/ GTP/41291 Date:10.12.2015 2) CE/Infra Plan-II/ GTP/18726 Date:10.06.2016 3) CE/Infra Plan-II/ GTP/23659 Date:27.07.2016 4) CE/Infra Plan-II/ GTP/24661 Date:04.08.2016 5) CE/Infra Plan-II/ GTP/31240 Dt 14.10.2016 | 2016-10-14
18 | Tirupati Plastomatics Pvt Ltd | IPDS/ DDUGJY | HT Cable | 11KV 3CX185sqmm, 3CX240sqmm, 3CX300sqmm | 32003 dt 21.10.2016 | 2016-10-21 | Ashok mehta 9221224488 | B-141(A), road No. 9-D V.K.I area, Jaipur-303013, Rajasthan | ashoksmehta@gmail.com
19 | M/s Electrolite cable industries | Infra II | LT Cable | Armoured PVC LT Power & Copper conductor cable,LT XLPE & PVC Cable | 1) CE/Infra Plan-II/GTP/9924 Date: 02.04.2016 2) CE/Infra Plan-II/GTP/32656 Date: 027.10.2016 | 2016-10-27
20 | M/s Gupta Power Infrastructure Ltd | Infra II | HT Cable | 3Core x 300 sqmm, 12.7 / 22KV XLPE Armored Aluminum Cable, 3Core x 300 sqmm, 19 /33 KV XLPE Armored Aluminum Cable | CE/Infra Plan-II/GTP/33902 Date: 11.11.2016 | 2016-11-11
21 | Tirupati Plastomatics Pvt Ltd | IPDS/ DDUGJY | LT AB Cable | 1.1KV 3CX95+1CX70sqmm, 3CX25+1CX25sqmm, 3CX16+1CX25sqmm LT AB Cable | 34398 dt 18.11.2016 | 2016-11-18 | Ashok mehta 9221224488 | B-141(A), road No. 9-D V.K.I area, Jaipur-303013, Rajasthan | ashoksmehta@gmail.com
22 | M/s APAR Industries | IPDS/ DDUGJY | LT Cable | 1.1KV LT Flat armoured XLPE cable 3.5CX35,50,70,95,120,185,240,300sqmm & LT Unarmoured XLPE Cable 1CX70,120,300sqmm | 35639 dt 29.11.2016 | 2016-11-29 | Badri Prasad | Plot No. 158/163, GIDC, Umbergaon, Dist: Valsad, Gujrat 396 171. | badriprasad.tripathi@apar.com
23 | M/s K.K. Powers Control wires Pvt Ltd | Infra II | LT Cable | LT XLPE Cable 1.1 KV (3.5C x 35 sqmm ,3.5C x 70 sqmm ,3.5C x120 sqmm ,3.5C x 185 sqmm, 3.5C x 240 sqmm & 3.5C x300sqmm) | CE (Infra)/Infra-II/GTP/Vendor Approval/35836 Date:30/11/2016 | 2016-11-30
24 | M/s KJV Alloy conductors PVt Ltd | IPDS/ DDUGJY | LT AB Cable | 1.1KV 3CX25+1CX35+1CX16sqmm, 3CX50+1CX35+1CX16sqmm | 35924 dt 1.12.2016 | 2016-12-01 | 9823027783/8390116959 Tapikar | Plot No. 33, 34and part of 32 and part of 26 AKVN, Town city Boregaon Dist Chindwara 480106 MP & nagpur | tender.jds@gmail.com
25 | Tirupati Plastomatics Pvt Ltd | IPDS/ DDUGJY | LT Cable | 1.1KV LT XLPE Cable 3.5CX35sqmm, 3.5CX240sqmm | 36239 dt 3.12.2016 | 2016-12-03 | Ashok mehta 9221224488 | B-141(A), road No. 9-D V.K.I area, Jaipur-303013, Rajasthan | ashoksmehta@gmail.com
26 | M/s APAR Industries | IPDS/ DDUGJY | LT Cable | 2,4,12,19CX2.5sqmm | 36240 dt3.12.2016 | 2016-12-03 | Badri Prasad | Plot No. 158/163, GIDC, Umbergaon, Dist: Valsad, Gujrat 396 171. | badriprasad.tripathi@apar.com
27 | M/s Satyam Power Industrial Cable | Infra II | HT/LT Cable | 1) XLPE Armored Aluminum cable 3.5 Core x 300sqmm, 3.5 Core x 240sqmm, 3.5 Core x 185 sqmm, 3.5 Core x 120 sqmm, 3.5 Core x 95 sqmm, 3.5 Core x 70 sqmm, 3.5 Core x 50 sqmm, 3.5 Core x 35 sqmm, 4 Core x 16 sqmm, 4 Core x 10 sqmm, 2 Core x 16 sqmm, 2 Core x 10 sqmm, 1 Core x 300 sqmm, 1 Core x 185 sqmm, 1 Core x 120 sqmm, 1 Core x 95sqmm, 1 Core x 70 sqmm, 1 Core x 50 sqmm, 1 Core x 35 sqmm. 2) PVC Armored Copper Cable- 19 Core x 2.5 sqmm, 12 Core x 2.5 sqmm, 10 Core x 2.5 sqmm, 7 Core x 2.5 sqmm, 4 Core x 2.5 sqmm, 2 Core x 2.5 sqmm 3) PVC Armored Aluminum Cable-4C x 4 sqmm, 2C x4 sqmm 4) 3C x 120 +1C x 16 + 1C x 70sqmm XLPE Insulated (Phase & Street light Conductor) & Bare Messenger conductor, Aluminum Conductor, LT Aerial Bunched Cable. 5) 3C x 70 +1C x 16 + 1C x 50sqmm XLPE Insulated (Phase & Street light Conductor) & Bare Messenger conductor, Aluminum Conductor, LT Aerial Bunched Cable. 6) 3C x 50 +1C x 16 + 1C x 35sqmm XLPE Insulated (Phase & Street light Conductor) & Bare Messenger conductor, Aluminum Conductor, LT Aerial Bunched Cable. | CE (Infra)/Infra-II/GTP/Vendor Approval/36387 Date:06.12.2016 | 2016-12-06
28 | Tirupati Plastomatics Pvt Ltd | IPDS/ DDUGJY | HT AB Cable | 11KV 3CX95+3CX70sqmm | 38218 dt 28.12.2016 | 2016-12-28 | Ashok mehta 9221224488 | B-141(A), road No. 9-D V.K.I area, Jaipur-303013, Rajasthan | ashoksmehta@gmail.com
29 | Tirupati Plastomatics Pvt Ltd | IPDS/ DDUGJY | LT AB Cable | 1.1KV3CX16+1CX16+1CX25sqmm, 3CX50+1CX50sqmm, 3CX50+1CX16+1CX35sqmm, 3CX35+1CX16+1CX35sqmm, 3CX25+1CX16+1CX35sqmm | 38071 dt 28.12.2016 | 2016-12-28 | Ashok mehta 9221224488 | B-141(A), road No. 9-D V.K.I area, Jaipur-303013, Rajasthan | ashoksmehta@gmail.com
30 | Zenium Cables Ltd | Infra II | HT/LT Cable | 1) LT PVC- (3.5 C x 25 sqmm PVC armoured cable) & PVC Armored copper Control cables- (2C x 2.5 sqmm, 12 C x 2.5 sqmm & 27C x2.5 sqmm) 2) Copper Conductor Control Cables (2 C x 2.5 sqmm , 4 C x 2.5 sqmm ,12 C x 2.5 sqmm ,19 C x 2.5 sqmm ) 3) LT XLPE & PVC Control Cables (1 C x 70 sqmm XLPE, 1 C x 120 sqmm XLPE,1 C x 185 sqmm XLPE, 1 C x 185 sqmm Aluminum, armored cable,2 C x 4 sqmm Solid Aluminum, armored cable) ,3C x 95sqmm, 12.7/22kV Aluminum XLPE Cable,2C x 10 sqmm XLPE, Armored Aluminum Cables, 3.5C x 300 sqmm XLPE, Armored Aluminum Cables | 1) CE/Infra Plan-II/ GTP/41400 Date:11.12.2015 2) CE/Infra Plan-II/ GTP/ 4247 Date:06.02.2016 3) CE/Infra Plan-II/ GTP/ 4246 Date:06.02.2016 4) CE/Infra Plan-II/ GTP/ 36386 Date:06.12.2016 5)CE/Infra Plan-II/ GTP/ 1660 Date:25.01.2017 | 2017-01-25
31 | M/s. Gloster Cables Ltd | Infra II | LT Cable | 3.5 Core x 300 sq.mm XLPE, armored Aluminum cable, 3.5 Core x 240 sq.mm XLPE, armored Aluminum cable, 3.5 Core x 95 sq.mm XLPE, armored Aluminum cable, 3.5 Core x 70 sq.mm XLPE, armored Aluminum cable,3.5 Core x 50 sq.mm XLPE, armored Aluminum cable,3.5 Core x 35 sq.mm XLPE, armored Aluminum cable,4 Core x 16 sq.mm XLPE, armored Aluminum cable,2 Core x 16 sq.mm XLPE, armored Aluminum cable,1 Core x 185 sq.mm XLPE, armored Aluminum cable,1 Core x 120 sq.mm XLPE, armored Aluminum cable,1 Core x 300 sq.mm XLPE, armored Aluminum cable,1 Core x 16 sq.mm XLPE, armored Aluminum cable,1 Core x 25 sq.mm XLPE, armored Aluminum cable,1 Core x 35 sq.mm XLPE, armored Aluminum cable,1 Core x 50 sq.mm XLPE, armored Aluminum cable,1 Core x 70 sq.mm XLPE, armored Aluminum cable,1 Core x 95 sq.mm XLPE, armored Aluminum cable,1 Core x 120 sq.mm XLPE, armored Aluminum cable,2 Core x 2.5 sq.mm PVC, Galvanised steel round wires armored Copper cable,2 Core x 4 sq.mm PVC ,Galvanised steel round wires armored Copper cable | CE (Infra)/Infra-II/GTP/Vendor Approval/35836 Date:25.01.2017 | 2017-01-25
32 | M/s APAR Industries | IPDS/ DDUGJY | HT Cable | 22KV 3CX95, 120, 185, 240, 300, 400sqmm & 33KV 3CX300sqmm | 2132 dt 30.1.2017 | 2017-01-30 | Badri Prasad | Plot No. 158/163, GIDC, Umbergaon, Dist: Valsad, Gujrat 396 171. | badriprasad.tripathi@apar.com
33 | M/s APAR Industries | IPDS/ DDUGJY | LT Cable | 2CX4SQMM(Cu) 4CX16SQMM (Al) | 3438 dt 14.02.2017 | 2017-02-14 | Badri Prasad | Plot No. 158/163, GIDC, Umbergaon, Dist: Valsad, Gujrat 396 171. | badriprasad.tripathi@apar.com
34 | M/s APAR Industries | IPDS/ DDUGJY | HT Cable | 11KV 3CX95, 185, 240, 300sqmm | 4770 dt 1.3.2017 | 2017-03-01 | Badri Prasad | Plot No. 158/163, GIDC, Umbergaon, Dist: Valsad, Gujrat 396 171. | badriprasad.tripathi@apar.com
35 | M/s Dyanmic cables Pvt Ltd | IPDS/ DDUGJY | LT AB Cable | 1.1KV 3CX120+1CX70+1CX16sqmm, 3CX70+1CX50+1CX16sqmm, 3CX50+1CX35+1CX16sqmm | 6801 dt 24.03.2017 | 2017-03-24 | Mr. Kadam 9001096020 | F-260 Roads No 13 V.K.I. area Jaipur-302013 | info@dynamiccables.co.in, rkgangwal@gmail.com, kadam@dyanamiccables.co.in
36 | M/s Vishal Cables Pvt ltd | IPDS/ DDUGJY | LT AB Cable | 1.1KV 3CX120+1CX70+1CX16sqmm, 3CX70+1CX50+1CX16sqmm, 3CX50+1CX35+1CX16sqmm | 7071 Dtd 27.03.2017 | 2017-03-27 | Mr. Dilip Singh G.A. 9766442288 | E-41 additional ambernath MIDC Anandnagar Amernath | rkgangwal@gmail.com
37 | M/s Ketan Enterprises | IPDS/ DDUGJY | LT AB Cable | 1.1KV 3CX120+1CX70+1CX16sqmm, 3CX70+1CX50+1CX16sqmm, 3CX50+1CX35+1CX16sqmm, 3CX16+1CX16+1CX25sqmm, 3CX35+1CX16+1CX35sqmm | 7070 Dtd 27.03.2017 | 2017-03-27 | Mr Bhavik Vora 9833448349 | 68, sindhura ind. Estate Masrani lane Halav Pool, Kurla Mumabai | rkgangwal@gmail.com
38 | M/s Vardhaman Cables and conductors | IPDS/ DDUGJY | LT AB Cable | 1.1KV 3CX120+1CX70+1CX16sqmm, 3CX70+1CX50+1CX16sqmm, 3CX50+1CX35+1CX16sqmm | 7067 Dtd 27.03.2017 | 2017-03-27 | Mr Pravin Jain 9844070555 | 129-C shinoli (BK), Tal chamdawad | bharatcab@gmail.com rkgangwal@gmail.com
39 | M/s Marco Cable Pvt Ltd | IPDS/ DDUGJY | LT AB Cable | 1.1KV 3CX120+1CX70+1CX16sqmm, 3CX70+1CX50+1CX16sqmm, 3CX50+1CX35+1CX16sqmm | 7069 Dtd 27.03.2017 | 2017-03-27 | Mr Sumit Kukerja 9822508284 | Plot no A-55-56 strice sinner road, Nasik | rkgangwal@gmail.com
40 | M/s Ketan Enterprises | IPDS/ DDUGJY | LT Cable | LT PVC/XLPE armored Power & Control cable | /7070 Dtd 27.03.2017 | 2017-03-27 | Mr Bhavik Vora 9833448349 | 68, sindhura ind. Estate Masrani lane Halav Pool, Kurla Mumabai | rkgangwal@gmail.com, bhavikk@kentercables.com
41 | M/s Azure switchgear Pvt Ltd | IPDS/ DDUGJY | LT Cable | 1.1KV 3.5CX120sqmm, 3.5CX185sqmm, 3.5CX240sqmm | 8633dt 17.04.2017 | 2017-04-17 | Nitin bagrecha 9910698987 | Plot no 9 sector -4 IIE SIDCUIL, haridwar-249403 Uttrakhand | nmbagrecha@gmail.com
42 | M/s Dyanmic cables Pvt Ltd | IPDS/ DDUGJY | LT AB Cable | 11KV 3CX95+3CX70sqmm | 9165 dtd 24.4.2017 | 2017-04-24 | Mr. Kadam 9001096020 | F-260 Roads No 13 V.K.I. area Jaipur-302013 | info@dynamiccables.co.in, rkgangwal@gmail.com, kadam@dyanamiccables.co.in
43 | M/s Torrent Power Ltd | Infra II | HT Cable | 3CX300sqmm 22KV XLPE cable | CE/Infra-II/Vendor/13905dtd 6.6.2017 | 2017-06-06
44 | M/s Havells India Ltd | Infra II | HT Cable | 3CX240sqmm11KV XLPE Cable and 3CX185sqmm, 3cx240sqmm, 3cx400sqmm XLPE cable | CE/Infra-II/Vendor/629/14012dtd 7.6.2017 | 2017-06-07
45 | M/s Ravin Cables Ltd | Infra II | HT Cable | 3CX95, 3CX240sqmm, 11KV | CE/Infra-II/Vendor917/17657 dtd 19.7.2017 | 2017-07-19
46 | M/s Zenium Cables Ltd | Infra II | HT Cable | 1CX300sqmm LT XLPE cable | CE/Infraplan/vendors/23480 dtd 26.7.2017 | 2017-07-26
47 | M/s Lumino Industries Ltd | IPDS/ DDUGJY | LT AB Cable | 1.1KV 3CX120+1CX70+1CX16sqmm, 3CX70+1CX50+1CX16sqmm, 3CX50+1CX35+1CX16sqmm, 3CX16+1CX16+1CX25sqmm, 3CX35+1CX16+1CX35sqmm | 19526 dtd 7.8.2017 | 2017-08-07 | Mr Bajaj 9830265759 | P.O. Biparannapara, Jalan complex, P.S. domjur, Howrah (WB)-711411 | rkgangwal@gmail.com
48 | M/s APAR Industries | IPDS/ DDUGJY | LT AB Cable | 1.1KV 3CX120+1CX70+1CX16sqmm & 3CX70+1CX50+1CX16sqmm | 22143 dtd 13.9.2017 | 2017-09-13 | Badri Prasad | Plot No. 158/163, GIDC, Umbergaon, Dist: Valsad, Gujrat 396 171. | badriprasad.tripathi@apar.com
49 | M/s Saraswati wire & cable Industries | Infra II | LT Cable | 19C X 2.5 sq.mm,12C X 2.5 sq.mm,10C X 2.5 sq.mm,7C X 2.5 sq.mm,4C X 2.5 sq.mm, 2C X 2.5 sq.mm, PVC, armoured, Copper control cables. 4C X 4 sq.mm, LT PVC power cable, 3.5C X 70 sq.mm 3.5C X 95 sq.mm, 3.5C X 120 sq.mm 3.5C X 185 sq.mm, 3.5C X 240 sq.mm3.5C X 300 sq.mm LT XLPE cable, 1C X 70 sq.mm,1C X 120 sq. single core LT XLPE , aluminum , armoured cables and 4CX 16sqmm, 4CX10sqmm LT PVC Power cable | CE/infra /vendor/1155/21941 dtd 11.9.2017 & CE/infra /vendor/23754 dtd 27.9.2017 | 2017-09-27
50 | M/s Techno Fibre industries | IPDS/ DDUGJY | LT AB Cable | 1.1KV 3CX120+70+16sqmm, 3CX95+70+16sqmm, 3CX70+50+16sqmm, 3CX50+35+16sqmm, 3CX25+25+16sqmm | 25306 dtd 13.10.2017 | 2017-10-13 | Dilshad Wasnik 9926966068 / Rajendra Gangwal 9322287070 | 11 - D / 1E, Sector - I , Special Industrial Area, Govindpura, Bhopal - 462023 | dilshad@technofibre.net rkgangwal@gmail.com
51 | M/s Satyam Power Industrial cables | IPDS/ DDUGJY | LT AB Cable | 1.1KV 3CX120+70+16sqmm, 3CX70+50+16sqmm, 3CX50+35+16sqmm, 3CX25+25+16sqmm | 28035 dtd27.11.2017 | 2017-11-27
52 | M/s Satyam Power Industrial cables | IPDS/ DDUGJY | LT Cable | 1C x 10 sq.mm & 1Cx16 sqmm Aluminium stranded circular, PVC Insulated , PVC outer Sheathed, unarmoured,1100V Grade, LT cable. | 28035 dtd27.11.2017 | 2017-11-27 |  | G-1031, DSIDC, Industrial Area, Narela, Delhi-110040
53 | M/s Grid India Power cables Pvt Ltdf | Infra II | LT Cable | 4CX2.5sqmm, 2CX2.5sqmm LT PVC Control cable, 3.5CX185sqmm, 3.5CX70sqmm, 1CX185sqmm, 1CX120 sqmm LT XLPE cable, 1CX70sqmm 1cx120 sqmm, 1CX70sqmmunarmoured | CE/Infra-Ii/Vendor/1627/29300 dtd 30.11.2017 | 2017-11-30
54 | M/s Grid India Power Cables Pvt Ltd | IPDS/ DDUGJY | LT AB Cable | 1.1KV 3CX70+1CX50+1CX16sqmm, 3CX50+35+16 | 29302 dtd 30.11.2017 | 2017-11-30 | Ravi jain 8770586708 | Plot no-63, sector-5, IMT Manesar, Dist Gurgaon, Haryana | marketing@gridcables.com
55 | M/S Vishal Cables Pvt. LTD | IPDS/ DDUGJY | LT Cable | 1CX16 sqmm, LT XLPE Aluminium, PVc sheathed unarmred cable, 1CX35 sqmm, LT XLPE Aluminium, PVc sheathed unarmred cable, | 8821 dt 20.04.2018 | 2018-04-20 | Mr. Dilip Singh G.A. 9766442288 | E-41 Additional Ambernath MIDC, Anandanagar, Ambernath -421506 | vishalcables@gmail.com
56 | M/s Nemicab Cable Industry | IPDS/ DDUGJY | LT Cable | 1C X 16sq.mm, LT XLPE, Aluminum , PVC sheathed, unarmored cable 1C X 35sq.mm LT XLPE, Aluminum , PVC sheathed, unarmored cable 1C X 50sq.mm, LT XLPE, Aluminum , PVC sheathed, Aluminum wire armored cable 3.5C X 50sq.mm, LT XLPE, Aluminum , PVC sheathed, galvanized wire armored cable | 9017 dt 21.04.2018 | 2018-04-21 | 9167197605. Ajinkya | Gala No- 14/15, Hagi Mohammad Ayub Khan compound, Manicha pada Village, Vasai Phata, Vasai(E), Dist-Palghar
57 | M/s Triakhsh cables PvtLtd | IPDS/ DDUGJY | LT AB Cable | 1.1 KV 3CX70+1CX16+1CX50Sqmm & 3CX50+1CX16+1CX35Sqmm LT AB Cable | 11850 dtd 24.05.2018 | 2018-05-24 |  | G-1- 466-467, Chopanki Industrial area Bhiwadi, Dist Alwar, Rajastan
58 | M/s KEI Industries Ltd | IPDS/ DDUGJY | LT Cable | 3.5C X 400sq.mm, LT XLPE, Aluminum , PVC sheathed, galvanized strip armored cable | 14199dt 08.06.2018 | 2018-06-08 |  | SP-919-920 Industrial area Ph-III, Bhiwadi, Dist Alwar, Rajastan
59 | M/s Samriddhi Industries | IPDS/ DDUGJY | LT Cable | 1.1 KV LT AB Cable as per BIS 14255(1995) | 14198 DT 08.06.2018 | 2018-06-08 | Devendra Parihar/ 7024212219 | Plot No. D-20 Phase-II, Mandideep Industrial Area, Goharganj Dist-Raisen, MadhyaPradesh | sales@jeo.co.in devednra@jeo.co.in
60 | M/s KJV Alloy conductors PVt Ltd | IPDS/ DDUGJY | LT AB Cable | 1.1 KV LT AB Cable as per BIS 14255(1995) | 14196 dt 08.06.2018 | 2018-06-08 | 9823027783/8390116959 Tapikar | Plot No. 33, 34and part of 32 and part of 26 AKVN, Town city Boregaon Dist Chindwara 480106 MP & nagpur | tender.jds@gmail.com
61 | M/s Ravin Cables Ltd | IPDS/ DDUGJY | HT Cable | 11KV 3CX300sqmm, 22kV, 3Cx300sqmm & 33 kV 3Cx300sqmm , HT XLPE Power cable | 15995 dt 27.06.2018 | 2018-06-27 |  | 302, 3rd fllor, Akruti Trade center, MIDC, Andheri (E), Mumbai 400093
62 | M/s. Chandresh Cables Ltd | IPDS/ DDUGJY | LT Cable | 7C X 2.5 sq.mm, stranded circular copper conductor, PVC insulated, PVC sheathed, Galvanized round steel wire,1100V Grade, control cables. 4C X 2.5 sq.mm, stranded circular copper conductor, PVC insulated, PVC sheathed, Galvanized round steel wire,1100V Grade, control cables. 2C X 2.5 sq.mm, stranded circular copper conductor, PVC insulated, PVC sheathed, Galvanized round steel wire,1100V Grade, control cables. LT XLPE Power Cable 3.5C X 300 sq.mm, Aluminum stranded conductor , XLPE insulated, PVC sheathed, strip armoured,1100V Grade, LT power XLPE cables 3.5C X 240 sq.mm, Aluminum stranded conductor , XLPE insulated, PVC sheathed, strip armoured,1100V Grade, LT power XLPE cables 3.5C X 185 sq.mm, Aluminum stranded conductor , XLPE insulated, PVC sheathed, strip armoured,1100V Grade, LT power XLPE cables 3.5C X 150 sq.mm, Aluminum stranded conductor , XLPE insulated, PVC sheathed, strip armoured,1100V Grade, LT power XLPE cables 3.5C X 120 sq.mm, Aluminum stranded conductor , XLPE insulated, PVC sheathed, strip armoured,1100V Grade, LT power XLPE cables 3.5C X 95 sq.mm, Aluminum stranded conductor, XLPE insulated, PVC sheathed, strip armoured, 1100V Grade, LT power XLPE cables 3.5C X 70 sq.mm, Aluminum stranded conductor, XLPE insulated, PVC sheathed, strip armoured, 1100V Grade, LT power XLPE cables | 20146dt 20..08.2018 | 2018-08-20 | pradeep balar 9322403096 | 413C,Vasant Wadi, 4th floor, Romm No-28, Kalbadevi road , Mumbai- 400002 | mumbai@avocab.com
63 | M/s. Polycab Wires Pvt Ltd | IPDS/ DDUGJY | LT Cable | 2C X 2.5 sq.mm, stranded circular copper conductor, PVC sheathed, Galvanized round steel wire armored,1100V Grade control cables. 4C X 2.5 sq.mm, stranded circular copper conductor, PVC sheathed, Galvanized round steel wire armored,1100V Grade control cables. 12C X 2.5 sq.mm, stranded circular copper conductor, PVC sheathed, Galvanized round steel wire armored,1100V Grade control cables. 19C X 2.5 sq.mm, stranded circular copper conductor, PVC sheathed, Galvanized round steel wire armored,1100V Grade control cables. 3.5C X 70 sq.mm, Aluminum stranded conductor , XLPE insulated, PVC sheathed, strip armoured,1100V Grade, LT power XLPE cables 3.5C X 120 sq.mm, Aluminum stranded conductor , XLPE insulated, PVC sheathed, strip armoured,1100V Grade, LT power XLPE cables 3.5C X 240 sq.mm, Aluminum stranded conductor , XLPE insulated, PVC sheathed, strip armoured,1100V Grade, LT power XLPE cables 3.5C X 300 sq.mm, Aluminum stranded conductor , XLPE insulated, PVC sheathed, strip armoured,1100V Grade, LT power XLPE cables 1C X 70 sq.mm, aluminum stranded conductor, XLPE insulated, PVC sheathed, aluminum strip armored, 1100V Grade, LT power XLPE cables 1C X 150 sq.mm, aluminum stranded conductor, XLPE insulated, PVC sheathed, aluminum strip armored, 1100V Grade, LT power XLPE cables 1C X 300 sq.mm, aluminum stranded conductor, XLPE insulated, PVC sheathed, aluminum strip armored, 1100V Grade, LT power XLPE cables | 22283 dt 19.09.2018 | 2018-09-19 | 9920457989, anant | 74/8-9, Daman Industrial Area, Village Kadaiya, Daman- 396210 | qureshi@polycab.com maqureshi2007@gmail.com
64 | M/s. Avni Cable Industries | IPDS/ DDUGJY | LT Cable | 3.5C X 50 sq.mm, Aluminum stranded conductor , XLPE insulated, PVC sheathed, strip armoured,1100V Grade, LT power XLPE cables 2C X50 sq.mm, Aluminum stranded conductor , XLPE insulated, PVC sheathed, strip armoured,1100V Grade, LT power XLPE cables 1C X 16 sq.mm, Aluminum stranded conductor , XLPE insulated, PVC sheathed, strip armoured,1100V Grade, LT power XLPE cables 1C X 35 sq.mm, Aluminum stranded conductor , XLPE insulated, PVC sheathed, strip armoured,1100V Grade, LT power XLPE cables 1C X 50 sq.mm, Aluminum stranded conductor , XLPE insulated, PVC sheathed, strip armoured,1100V Grade, LT power XLPE cables 1C X 16 sq.mm, stranded circular compacted copper conductor , XLPE insulated, PVC sheathed, strip armoured,1100V Grade, LT power XLPE cables | 22275dt 19.09.2018 | 2018-09-19 |  | Gala no.18, Ground floor,Mahavir Industrial Estate, Naik Pada, Waliv Village, Vasai (E), Dist.Palghar-401208 | avanicableindustries@gmail.com
65 | M/s Havells India Ltd, | IPDS/ DDUGJY | HT Cable | 3 C X 400 sq.mm, aluminum conductor, (Class-2) screened, cores laid up, Extruded PVC inner sheathed, galvanized steel wire armored, PVC outer sheath ST-2, 19/33Kv grade, HT XLPE, Power cable 3 C X 400 sq.mm, aluminum conductor, (Class-2) screened, cores laid up, Extruded PVC inner sheathed, galvanized steel wire armored, PVC outer sheath ST-2, 6.35/11Kv grade, HT XLPE, Power cable | 22287dt 19.09.2018 | 2018-09-19 |  | A-461/462 & SP-215, M.I.A, Alwar Rajsthan-301030
66 | M/s Ketan Enterprises | IPDS/ DDUGJY | LT AB Cable | 3CX95+1CX16+1CX+70sqmm, XLPE insulated Arial bunch Cable 3CX50+1CX35 sqmm, XLPE insulated Arial bunch Cable 3CX16+1CX25 sqmm , XLPE insulated Arial bunch Cable | 22795 Dtd 26.09.2018 | 2018-09-26 | Mr Bhavik Vora 9833448349 | Gala No-1 Indian Corporation building No-27, Mankuli naka, Village Dapoda, Tal- Bhiwandi, Dist Thane. | rkgangwal@gmail.com
67 | M/s. Chandresh Cables Ltd | IPDS/ DDUGJY | LT Cable | 19C X 2.5 sq.mm, stranded circular copper conductor, PVC insulated, PVC sheathed, Galvanized round steel wire,1100V Grade, control cables. 12C X 2.5 sq.mm, stranded circular copper conductor, PVC insulated, PVC sheathed, Galvanized round steel wire,1100V Grade, control cables. 10C X 2.5 sq.mm, stranded circular copper conductor, PVC insulated, PVC sheathed, Galvanized round steel wire,1100V Grade, control cables. | 22793 dt 26.09.2018 | 2018-09-26 | pradeep balar 9322403096 | 413C,Vasant Wadi, 4th floor, Romm No-28, Kalbadevi road , Mumbai- 400002
68 | M/s. Avni Cable Industries | IPDS/ DDUGJY | LT Cable | 2C X 4 sq.mm, stranded circular copper conductor, PVC insulated, PVC sheathed, Galvanized round steel wire armored,1100V Grade. 3.5C X 300 sq.mm, Aluminum stranded conductor , XLPE insulated, PVC sheathed, strip armoured,1100V Grade, LT power XLPE cables 3.5C X 240 sq.mm, Aluminum stranded conductor , XLPE insulated, PVC sheathed, strip armoured,1100V Grade, LT power XLPE cables 3.5C X 185 sq.mm, Aluminum stranded conductor , XLPE insulated, PVC sheathed, strip armoured,1100V Grade, LT power XLPE cables 3.5C X 120 sq.mm, Aluminum stranded conductor , XLPE insulated, PVC sheathed, strip armoured,1100V Grade, LT power XLPE cables 3.5C X 95 sq.mm, Aluminum stranded conductor , XLPE insulated, PVC sheathed, strip armoured,1100V Grade, LT power XLPE cables 3.5C X 70 sq.mm, Aluminum stranded conductor , XLPE insulated, PVC sheathed, strip armoured,1100V Grade, LT power XLPE cables 1C X 300 sq.mm, aluminum stranded conductor, XLPE insulated, PVC sheathed, aluminum strip armored, 1100V Grade, LT power XLPE cables 1C X 240 sq.mm, aluminum stranded conductor, XLPE insulated, PVC sheathed, aluminum strip armored, 1100V Grade, LT power XLPE cables 1C X 185 sq.mm, aluminum stranded conductor, XLPE insulated, PVC sheathed, aluminum strip armored, 1100V Grade, LT power XLPE cables 1C X 150 sq.mm, aluminum stranded conductor, XLPE insulated, PVC sheathed, aluminum strip armored, 1100V Grade, LT power XLPE cables 1C X 120 sq.mm, aluminum stranded conductor, XLPE insulated, PVC sheathed, aluminum strip armored, 1100V Grade, LT power XLPE cables 1C X 90 sq.mm, aluminum stranded conductor, XLPE insulated, PVC sheathed, aluminum strip armored, 1100V Grade, LT power XLPE cables 1C X 70 sq.mm, aluminum stranded conductor, XLPE insulated, PVC sheathed, aluminum strip armored, 1100V Grade, LT power XLPE cables | 23333 dt 01.10.2018 | 2018-10-01 |  | Gala no.18, Ground floor,Mahavir Industrial Estate, Naik Pada, Waliv Village, Vasai (E), Dist.Palghar-401208 | avanicableindustries@gmail.com
69 | M/s Torrent Power Ltd | IPDS/ DDUGJY | HT Cable | 3C X 185 Sq.mm, aluminum stranded compacted circular conductor with extruded semiconducting screened cores laid up , extruded PVC inner sheathed (ST-2) galvanized steel round wire armored, PVC outer sheath(ST-2) 22 kV grade, HT XLPE power Cable. | 24496dt 15.10.2018 | 2018-10-15 | 9819103988 prashant Tiwari | Yoginagar, Mission Road, Nadiad-387 002, Gujarat
70 | M/s. Polycab Wires Pvt Ltd | IPDS/ DDUGJY | LT AB Cable | 3Cx70+1x16+1x50 sqmm, 3CX50+1CX16+1CX35sqmm 3CX120+1CX16+1CX70sqmm | 24995dt 22.10.2018 | 2018-10-22 | 9920457989, anant | 74/8-9, Daman Industrial Area, Village Kadaiya, Daman- 396210 | qureshi@polycab.com maqureshi2007@gmail.com
71 | M/S Vishal Cables Pvt. LTD | IPDS/ DDUGJY | LT Cable | 1CX10 sqmm, Aluminium stranded circular conductor, PVC insulated , PVC sheathed unarmored 1100 V grade LT cable, | 28327 dt 07.12.2018 | 2018-12-07 | Mr. Dilip Singh G.A. 9766442288 | E-41 Additional Ambernath MIDC, Anandanagar, Ambernath -421506 | vishalcables@gmail.com
72 | M/S Vishal Cables Pvt. LTD | IPDS/ DDUGJY | LT AB Cable | 3x95+1x16+1x70 sqmm, , , 3CX35+1CX16+1CX35sqmm 3CX35+1CX16+1CX25sqmm 3CX25+1CX16+1CX35sqmm 3CX25+1CX16+1CX25sqmm 3CX16+1CX16+1CX25sqmm 3CX50+1CX35sqmm, 3CX16+1CX25 sqmm | 291, dt 03.01.2019 | 2019-01-03 | Mr. Dilip Singh G.A. 9766442288 | E-41 Additional Ambernath MIDC, Anandanagar, Ambernath -421506 | vishalcables@gmail.com
73 | M/s. Naviflex Cable Industries | IPDS/ DDUGJY | LT AB Cable | 3CX120+1CX70+1CX16sqmm 3CX95+1CX70+1CX16sqmm 3Cx70+1Cx50 +1x16 sqmm 3CX50+1CX35+1CX16sqmm 3CX35+1CX35+1CX16sqmm 3CX35+1CX25+1CX16sqmm 3CX25+1CX25+1CX16sqmm 3CX50+1CX35 sqmm 3CX16+1CX25sqmm | 701, dt 07.01.2019 | 2019-01-07 | 011-27781709 | I-2182 DSIDC, Indusrial Area, Narela, Delhi 110040 | naviflexcables@gmail.com
74 | M/s. Avni Cable Industries | IPDS/ DDUGJY | LT AB Cable | 3CX120+1CX70+1CX16sqmm 3CX95+1CX70+1CX16sqmm 3Cx70+1Cx50 +1x16 sqmm 3CX50+1CX35+1CX16sqmm 3CX35+1CX35+1CX16sqmm 3CX35+1CX25+1CX16sqmm 3CX25+1CX25+1CX16sqmm 3CX50+1CX35 sqmm 3CX16+1CX25sqmm | 1351, dt 14.01.2019 | 2019-01-14 | 9324638092 | Gala no.18, Ground floor,Mahavir Industrial Estate, Naik Pada, Waliv Village, Vasai (E), Dist.Palghar-401208 | avanicableindustries@gmail.com
75 | M/s. Maruti wires and cable Industries | IPDS/ DDUGJY | LT Cable | 1C X 35 sq.mm, 1C X 16 sq.mm, 1C X 10 sq.mm Aluminum, stranded cables, XLPE insulated, PVC sheathed, Un-Armoured,1100V Grade | 11452 dtd.03.05.2019 | 2019-05-03 | 9819385167 Rakesh | Kalher village, Bhiwandi | shreeanandelectricals@gmail.com | Valid for 5 years
76 | M/s. Kataria Industries Pvt. Ltd., | IPDS/ DDUGJY | LT AB Cable | Aerial bunched cables (3C X 120 + 1C X16 + 1C X 70,3C X 50 + 1C X35 & 3C X 16 + 1C X 25 Sq.mm) | 11575 dtd.04.05.2019 | 2019-05-04 | 7440969704/ B.S.Shukla | 34-38 & 44, Industrial Estate, Ratlam-457001. | katariaindustries@yahoo.co.in | Valid for 5 years
77 | M/s Dynamic Cables Ltd. | HVDS | LT AB Cable | 3cx16+1Cx25sqmm | 16095 11.06.2019 | 2019-06-11 | 9922945440 | F-260, Road no. 13, V.K.I.Area, Jaipur- 302013 | mkt.mumbai@dynamiccables.co.in | Valid for 5 years
78 | M/s. Plutus Cable india LLP | IPDS/ DDUGJY | LT Cable | 1) 2C X 2.5 sq.mm, 2C X 4 sq.mm, 2C X 10 sq.mm, Weather Proof cables | 17778 dt. 26.06.19 | 2019-06-26 | Ravi Jain/ 9345505050 | , Unit no.5 & 6, Valram Ashish Industrial Estate, s.no 36, H.No:14, New Dhumal Nagar, Waliv Village, Vasai (E) -401202, Dist. Palghar | info@plutuscables.com | Valid for 5 years
79 | M/s. Sammriddhi industries | HVDS | LT AB Cable | 3C X 16 + 1C X25 Sq.mm | 17780 dt. 26.06.19 | 2019-06-26 | Devendra Parihar/ 7024212219 | Plot No. D-20 Phase-II, Mandideep Industrial Area, Goharganj, Dist-Raisen, Madhya Pradesh | sales@jeo.co.in, devednra@jeo.co.in | Valid for 5 years
80 | M/s. Sammriddhi industries | HVDS | LT Cable | 3.5C X 50 sq.mm, 3.5C X 35 sq.mm, 1C X 10 sq.mm | 17782 dt. 26.06.19 | 2019-06-26 | Devendra Parihar/ 7024212219 | Plot No. D-20 Phase-II, Mandideep Industrial Area, Goharganj, Dist-Raisen, Madhya Pradesh | sales@jeo.co.in, devednra@jeo.co.in | Valid for 5 years
81 | Madhu Cable & Conductor Pvt. Ltd. | Ongoing Projects | LT AB Cable | 1C X 25 + 1C X16 + 1C X 25 Sq.mm, 3C X 35 +1C X16 + 1C X25 Sq.mm, 3C X 50 +1C X16 + 1C X35 Sq.mm, 3C X 95 +1C X16 + 1C X70 Sq.mm, 3C X 25 + 1C X16 + 1C X 25 Sq.mm | 17784 dt. 26.06.19 | 2019-06-26 | Jitendra Ajmera/ 9301307577 | 27/28_A, Sector_F, Sanwer Road, industrial area indore (M.P) | madhucabcon@gmail.com | Valid for 5 years
82 | M/s. Polycab wires Pvt. Ltd. | IPDS/ DDUGJY | LT Cable | 19C X 2.5 sq.mm, 10C X 2.5 sq.mm , 7C X 2.5 sq.mm , 2CX 4 Sq.mm, 2) 3.5C X 185 sq.mm, 3.5C X 95 sq.mm, 3.5C X 50 sq.mm , 3.5C X 35 sq.mm, 4C X 16 sq.mm, 1C X 185 sq.mm, 1C X 120 sq.mm | 19088 dt. 08.07.19 | 2019-07-08 | Qureshi/ 9322596223 | 74/8-9, Daman Industrial Area, Village Kadaiya, Daman-396210 | qureshi@polycab.com maqureshi2007@gmail.com | Valid for 5 years
83 | M/s. Polycab wires Pvt. Ltd. | IPDS/ DDUGJY | HT Cable | 12.7/11 (E)kV --3C X 95 sq.mm, 3C X 185 sq.mm, 3C X 300 sq.mm, 3C X 400 sq.mm, 12.7/22 kV ---3C X 95 sq.mm, 3C X 240 sq.mm, 3C X 300 sq.mm, 3C X 400 sq.mm, 19/33 kV -- 3) 3C X 95 sq.mm, 3C X 185 sq.mm, 3C X 240 sq.mm, 3C X 300 sq.mm | 19089 dt. 08.07.19 | 2019-07-08 | Qureshi/ 9322596223 | 74/8-9, Daman Industrial Area, Village Kadaiya, Daman-396210 | qureshi@polycab.com maqureshi2007@gmail.com | Valid for 5 years
84 | M/s. Rajsthan transmission wires Pvt Ltd., | HVDS | LT AB Cable | 3C X 16 + 1C X25 Sq.mm | 19759 dt. 12.07.19 | 2019-07-12 | Praveen Maheshwari/ 9755549272 | A-190, Road No. 1-D, V.K.I Area, Jaipur-302013 | rtwpvtltd@yahoo.com, praveen.maheshwari@yahoo.com | Valid for 5 years
85 | M/s. Parachute Industries | IPDS/ DDUGJY | LT Cable | 3.5C X 300 sq.mm, 3.5C X 240 sq.mm, 3.5C X 185 sq.mm, 3.5C X 120 sq.mm , 3.5C X 95 sq.mm, 3.5C X 70 sq.mm | 20083 dt. 17.07.19 | 2019-07-17 | Bansal/ 9818105661 | E-688,DSIDC industrial, complex,Narela, Delhi | electricindia18@gmail.com | Valid for 5 years
86 | M/s. Parachute Industries | IPDS/ DDUGJY | LT AB Cable | 3C X 50 + 1C X35 Sq.mm, 3C X 70 +1C X16 + 1C X50 Sq.mm, 3C X 95 +1C X16 + 1C X70 Sq.mm, 3C X 120 + 1C X16 + 1C X 70 Sq.mm | 20083 dt.17.07.19 | 2019-07-17 | Bansal/ 9818105661 | E-688,DSIDC industrial, complex,Narela, Delhi | electricindia18@gmail.com | Valid for 5 years
87 | M/s. Dynamic Cables Ltd | IPDS/ DDUGJY | HT Cable | 22KV 3Cx400 sqmm | 20778 dt. 25.07.19 | 2019-07-25 | 9922945440 | F- 260, Road No.13,V.K.I Area, Jaipur | mkt.mumbai@dynamiccables.co.in | Valid for 5 years
88 | M/s Goyolene Fibres (India) Pvt. LTd. | IPDS/ DDUGJY | LT Cable | 19C X 2.5 sq.mm, 12C X 2.5 sq.mm, 3.5C X 300 sq.mm , 3.5C X 240 sq.mm, 3.5C X 185 sq.mm, 3.5C X 120 sq.mm, 3.5C X 70 sq.mm, 4C X 16 sq.mm, 1C X 300 sq.mm, 1C X 185 sq.mm 1C X 120 sq.mm, 1C X 95 sq.mm , 1C X 70 sq.mm, 1C X 16 sq.mm, 1C X 300 sq.mm, 1C X 16 sq.mm | 21011 dt. 26.07.19 | 2019-07-26 | Sanjay Tipriwal/ 8080401667 | Survey no.104/2/3,Umarkoi Rd,(After JBL Plant) Village Falandi,Silvassa-396230 | info@goyolene.com | Valid for 5 years
89 | M/s. Vishnu Cable Industries | IPDS/ DDUGJY | LT Cable | 1) 2C X 2.5 sq.mm, solid aluminum conductor, PVC Insulation ,PVC Sheathed, 1100V Grade ,Weather Proof cable. | 23807 dt. 27.08.19 | 2019-08-27 | Sanjeev Kumar/ 9818164641 | E-669 DSIDC Industrial Area, Narela, New Delhi Narela, Delhi - 110040 | info@vishnucable.com | Valid for 5 years
90 | M/s. Vishnu Cable Industries | IPDS/ DDUGJY | LT Cable | 3C X 120 + 1C X16 + 1C X 70 Sq.mm, 3C X 95 + 1C X16 + 1C X 70 Sq.mm, 3C X 70 + 1C X16 + 1C X 50 Sq.mm, 3C X 50 + 1C X16 + 1C X 35 Sq.mm, 3C X 35 + 1C X16 + 1C X 35 Sq.mm, 3C X 35 + 1C X16 + 1C X 25 Sq.mm, 3C X 25 + 1C X16 + 1C X 25 Sq.mm, 3C X 16 + 1C X16 + 1C X 25 Sq.mm, 3C X 16 + 1C X 25 Sq.mm XLPE insulated Aerial bunched cable | 23808 dt. 27.08.19 | 2019-08-27 | Sanjeev Kumar/ 9818164641 | E-669 DSIDC Industrial Area, Narela, New Delhi | info@vishnucable.com | Valid for 5 years
91 | M/s. Vishnu Cable Industries | IPDS/ DDUGJY | LT Cable | 3) 3.5C X 300 sq.mm, 3.5C X 240 sq.mm ,3.5C X 185 sq.mm, 3.5C X 150 sq.mm, 3.5C X 120 sq.mm, 3.5C X 95 sq.mm, 3.5C X 70 sq.mm, 3.5C X 50 sq.mm , 3.5C X 35 sq.mm, Aluminum stranded conductor, XLPE insulated, PVC inner and outer sheathed, strip Armoured,1100V Grade, LT power XLPE cables. | 23807 dt. 27.08.19 | 2019-08-27 | Sanjeev Kumar/ 9818164641 | E-669 DSIDC Industrial Area, Narela, New Delhi Narela, Delhi - 110040 | info@vishnucable.com | Valid for 5 years
92 | M/s. Vishnu Cable Industries | IPDS/ DDUGJY | LT Cable | 4) 2C X 50 sq.mm, Aluminum stranded conductor, XLPE insulated, PVC inner and outer sheathed, strip Armoured,1100V Grade, LT power XLPE cables. | 23807 dt. 27.08.19 | 2019-08-27 | Sanjeev Kumar/ 9818164641 | E-669 DSIDC Industrial Area, Narela, New Delhi Narela, Delhi - 110040 | info@vishnucable.com | Valid for 5 years
93 | M/s. Vishnu Cable Industries | IPDS/ DDUGJY | LT Cable | 5) 4C X 16 sq.mm, Aluminum stranded conductor, XLPE insulated, PVC inner and outer sheathed, strip Armoured,1100V Grade, LT power XLPE cables. | 23807 dt. 27.08.19 | 2019-08-27 | Sanjeev Kumar/ 9818164641 | E-669 DSIDC Industrial Area, Narela, New Delhi Narela, Delhi - 110040 | info@vishnucable.com | Valid for 5 years
94 | M/s. Vishnu Cable Industries | IPDS/ DDUGJY | LT Cable | 6) 1C X 300 sq.mm, 1C X 240 sq.mm , 1C X 185 sq.mm, 1C X 150 sq.mm, 1C X 120 sq.mm, 1C X 95 sq.mm, 1C X 70 sq.mm, 1C X 50 Sq.mm, 1C X 35 Sqmm Aluminum stranded conductor, XLPE insulated, PVC sheathed, strip Armoured,1100V Grade, LT power XLPE cables. | 23807 dt. 27.08.19 | 2019-08-27 | Sanjeev Kumar/ 9818164641 | E-669 DSIDC Industrial Area, Narela, New Delhi Narela, Delhi - 110040 | info@vishnucable.com | Valid for 5 years
95 | M/s. Vishnu Cable Industries | IPDS/ DDUGJY | LT Cable | 7) 1C X 16 sq.mm, 1C X 10 Sq.mm Aluminum stranded conductor, XLPE insulated, PVC sheathed, Unarmoured,1100V Grade, LT power XLPE cables. | 23807 dt. 27.08.19 | 2019-08-27 | Sanjeev Kumar/ 9818164641 | E-669 DSIDC Industrial Area, Narela, New Delhi Narela, Delhi - 110040 | info@vishnucable.com | Valid for 5 years
96 | M/s. Vishnu Cable Industries | IPDS/ DDUGJY | LT Cable | 8) 2C X 4 Sq.mm, 4C X 10 sq.mm, 4C X 4 sq.mm , 2C X 16 sq.mm, 2C X 10 sq.mm stranded Aluminium conductor, PVC insulated, PVC sheathed, Armoured,1100V Grade, LT power PVC cables. | 23807 dt. 27.08.19 | 2019-08-27 | Sanjeev Kumar/ 9818164641 | E-669 DSIDC Industrial Area, Narela, New Delhi Narela, Delhi - 110040 | info@vishnucable.com | Valid for 5 years
97 | M/s. Vishnu Cable Industries | IPDS/ DDUGJY | LT Cable | 2) 19C X 2.5 sq.mm, 12C X 2.5 sq.mm, 10C X 2.5 sq.mm , 7C X 2.5 sq.mm , 5C X 2.5 sq.mm ,4C X 2.5 sq.mm, 2C X 2.5 sq.mm, 1CX 16 Sq.mm stranded circular copper conductor, PVC insulated, PVC sheathed, Galvanized round steel wire armored,1100V Grade, control cables | 23807 dt. 27.08.19 | 2019-08-27 | Sanjeev Kumar/ 9818164641 | E-669 DSIDC Industrial Area, Narela, New Delhi Narela, Delhi - 110040 | info@vishnucable.com | Valid for 5 years
98 | M/s Vishal Cables Pvt. Ltd, | IPDS/ DDUGJY | LT Cable | LT PVC Cable & LT XLPE Cables | 25879 dt. 16.09.2019 | 2019-09-16 | 9619918554/ singh | Plot no. E-41, Additional Ambernath MIDC, Anand Nagar, Ambernath(e)-421506. Dist- Thane | vishalcables@gmail.com | Valid for 5 years
99 | M/s. Polycab wires Pvt. Ltd. | IPDS/ DDUGJY | LT Cable | 1) 4CX 16 Sq.mm, stranded compacted conductor, PVC insulated, LT cable 2) 2C X 16 sq.mm, Aluminum stranded conductor, XLPE insulated, PVC sheathed, Armoured,1100V Grade, LT power XLPE cables | 27296 dt. 26.09.19 | 2019-09-26 | Qureshi/ 9322596223 | 74/8-9, Daman Industrial Area, Village Kadaiya, Daman-396210 | qureshi@polycab.com maqureshi2007@gmail.com | Valid for 5 years
100 | M/s Prakash Control Power Cables Pvt. Ltd, | IPDS/ DDUGJY | LT Cable | 2C X 2.5 sq.mm, solid aluminum conductor & 2C X 4 sq.mm, 2C X 10 sq.mm, stranded aluminum ,PVC Insulation ,PVC Sheathed, 1100V Grade ,Weather Proof cable., 3.5C X 300 sq.mm, 3.5C X 240 sq.mm ,3.5C X 185 sq.mm, 3.5C X 120 sq.mm, 3.5C X 95 sq.mm, 3.5C X 70 sq.mm, 3.5C X 50 sq.mm , 3.5C X 35 sq.mm, Aluminum stranded conductor, XLPE insulated, PVC inner and outer sheathed, strip Armoured,1100V Grade, LT power XLPE cables, 1C X 10 Sqmm Aluminum stranded conductor, XLPE insulated, PVC sheathed, Un-Armoured,1100V Grade, LT power XLPE cables., 2C X 16 sq.mm, 4C X 10 sq.mm , 4C X 16 sq.mm, stranded Aluminium conductor, XLPE insulated, PVC sheathed, Armoured,1100V Grade, LT power PVC cables. | 29350 dt. 23.10.2019 | 2019-10-23 | Parmeshwar Tiwari/ 9422035727 | Sr.No.37, H No.627, Pisoli Road, Kondhawa, Budruk, Pune – 411 048 | pcpcpvt.ltd@gmail.com | Valid for 5 years
101 | M/s. Avni Cable Industries | IPDS/ DDUGJY | LT Cable | 2C X 2.5 sq.mm, solid Aluminium conductor, PVC insulation, PVC sheathed 1.1kV WP cable. 2C X 4.0 sq.mm, stranded Aluminium conductor, PVC insulation, PVC sheathed 1.1kV WP cable 2C X 10.0 sq.mm, stranded Aluminium conductor, PVC insulation, PVC sheathed 1.1kV WP cable 1C X 10 sq.mm, Aluminum stranded conductor , PVC insulated, PVC sheathed, unarmoured,1100V Grade, LT power PVC cable |  |  |  | Gala no.18, Ground floor,Mahavir Industrial Estate, Naik Pada, Waliv Village, Vasai (E), Dist.Palghar-401208 | avanicableindustries@gmail.com
102 | M/s Ravin Cable Ltd., | IPDS/ DDUGJY | LT Cable | 1) 19C X 2.5 sq.mm, 12C X 2.5 sq.mm, 7C X 2.5 sq.mm , 4C X 2.5 sq.mm, 2C X 2.5 sq.mm, 2C X 4 sq.mm, 2C X 16 sq.mm, 4C X 16 sq.mm, stranded circular/shaped copper conductor, PVC insulated, PVC sheathed, Galvanized round steel wire armored,1100V Grade, control cables 2) 3.5C X 300 sq.mm, 3.5C X 240 sq.mm ,3.5C X 185 sq.mm, 3.5C X 120 sq.mm, 3.5C X 70 sq.mm, 3.5C X 35 sq.mm , 4C X 16 sq.mm Aluminum stranded conductor, XLPE insulated, PVC inner and outer sheathed, strip Armoured,1100V Grade, LT power XLPE cables. 3) 1C X 400 sq.mm, 1C X 300 sq.mm , Aluminum stranded conductor, XLPE insulated, PVC sheathed, Armoured,1100V Grade, LT power XLPE cables. 4) 2C X 2.5 Sq.mm, 2C X 4 sq.mm, 2C X 16 sq.mm, Stranded copper conductor, XLPE insulated, PVC inner and outer sheathed, Armoured,1100V Grade, 1100V Grade, LT power XLPE cables 5) 4C X 16 sq.mm, Copper stranded conductor, XLPE insulated, PVC inner and outer sheathed, strip Armoured,1100V Grade, LT power XLPE cables. | 31406 dt. 14.11.2019 | 2019-11-14 | Borkar/ | Alandi - Markal Main Road , Markal Village , Gat No – 227/230, Tal- Khed, District- Pune - 412105 | alok.mishra@ravingropu.com | Valid for 5 years
103 | M/s. Dynamic Cables Ltd | NCRMP | HT Cable | 3C X 300 sq.mm, stranded circular compacted Aluminium conductor ,XLPE insulated, galvanized steel round wire Armoured 12.7/22 kV grade Cables | 32727 dt. 27.11.2019 | 2019-11-27 | Ravi Tayde/ 9920249937 | F-260, Road No.13, V.K.I. Area, Jaipur-302013 | mkt.mumbai@dynamiccables.co.in | Valid for 5 years
104 | M/s. Dynamic Cables Ltd | Ongoing Projects | LT AB Cable | 19C X 2.5 sq.mm, 12C X 2.5 sq.mm, 4C X 2.5 sq.mm, 2C X 2.5 sq.mm, 2C X 4 sq.mm stranded circular copper conductor, PVC insulated, PVC sheathed, Galvanized round steel wire armored,1100V Grade, control cables., 3.5C X 300 sq.mm, 3.5C X 120 sq.mm, 3.5C X 70 sq.mm, , 3.5C X 35 sq.mm, 4C X 16 sq.mm Aluminum stranded conductor, XLPE insulated, PVC inner and outer sheathed, strip Armoured,1100V Grade, LT power XLPE cables. , 1C X 300 sq.mm, 1C X 185 sq.mm, 1C X 120 sq.mm, 1C X 70 sq.mm, 1C X 35 Sqmm, 1C X 16 Sqmm, Aluminum stranded conductor, XLPE insulated, PVC sheathed, Armoured,1100V Grade, LT power XLPE cables | 32728 dt. 27.11.2019 | 2019-11-27 | Ravi Tayde/ 9920249937 | F-260, Road No.13, V.K.I. Area, Jaipur-302013 | mkt.mumbai@dynamiccables.co.in | Valid for 5 years
105 | M/s. KEC International Ltd, (cable Division), | IPDS/ DDUGJY | HT Cable | 1) 3C X 95 sq.mm, stranded circular compacted Aluminium conductor (H2/H4), extruded semiconducting conductor screened, XLPE insulated, galvanized steel round wire Armoured 12.7/22 kV grade Cables. 2) 3C X 300 sq.mm, stranded circular compacted Aluminium conductor (H2/H4), extruded semiconducting conductor screened, XLPE insulated, galvanized steel round wire Armoured 19/33 kV grade Cables | 32726 dt. 27.11.2019 | 2019-11-27 | Waghela/ 9820452467 | Plot no.803,Samlaya Savli Road,Village-Godampura, Taluka-savali, Vadodara, Gujrat-391520 | waghelak@kecrpg.com | Valid for 5 years

## Conductor
Approved list of Vendors
Sr. No. | Name | Scheme | Product | Rating | Approved No | Approved Date | Contact no. | Adress | Email | Remarks
1 | M/s Polycab Wires PVT.Ltd. | Infra II | Conductor | ACSR Weasel (34sqmm), ACSR Rabbit (55 sqmm), ACSR Dog (100 sqmm) & ACSR Panther (200 sqmm) conductors | CE/Infra Plan-II/ GTP/ 33607 Date:08.09.2015 | 2015-09-08
2 | M/s Konark Metal & Wire Conductors Pvt Ltd, | Infra II | Conductor | AAAC Conductor AAAC Weasel (34sqmm), AAAC Rabbit(55sqmm), AAAC Raccoon(80sqmm) & AAAC Dog(100sqmm) conductors | CE/Infra Plan-II/ GTP/34904 Date 24.09.2015 | 2015-09-24
3 | M/s Mahavir Transmission Ltd | Infra II | Conductor | AAAC Weasel (34sqmm), AAAC Rabbit (55sqmm), AAAC Raccoon (80sqmm), AAC Ant (50Sqmm), AAC Gnat (25 sqmm), ACSR Dog (100 sqmm) & ACSR Panther (200 sqmm) | CE/Infra Plan-II/ GTP/38254 Date:02.11.2015 | 2015-11-02
4 | M/s Galaxy Transmission Ltd | Infra II | Conductor | AAAC Reccoon Conductor (80 sqmm) | CE/Infra Plan-II/ GTP/39225 Date:17.11.2015 | 2015-11-17
5 | JDS Transformers Industries PVT Ltd | IPDS/ DDUGJY | Conductor | AAAC weasel, rabbit raccoon, dog, ACSR weasel, rabbit raccon, dog | CE/Infra-II/Vendor/34695 dt 21.11.2016 | 2016-11-21 | 9823027783/8390116959 Tapikar | Plot No. 33, 34and part of 32 and part of 26 AKVN, Town city Boregaon Dist Chindwara 480106 MP & nagpur | tender.jds@gmail.com
6 | M/s KJV Alloy conductors PVt Ltd | IPDS/ DDUGJY | Conductor | ACSR weasel, dog, raccoon, AAAC Weasel, raccon | CE/Infra-II/Vendor/35924 dt 1.12.2016 | 2016-12-01 | 9823027783/8390116959 Tapikar | Plot No. 33, 34and part of 32 and part of 26 AKVN, Town city Boregaon Dist Chindwara 480106 MP & nagpur | tender.jds@gmail.com
7 | M/s mmp industrial Ltd | IPDS/ DDUGJY | Conductor | AAC Ant(50sqmm), AAC Gnat (25sqmm), AAAC Weasel (34sqmm), AAAC Rabbit (55sqmm),ACSR Weasel (34sqmm), ACSR Rabbit(50sqmm), ACSR Raccoon (80sqmm), ACSR Dog (100sqmm), ACSR Panther (200sqmm) | CE/Infra-II/Vendor/4138 Dt 22.02.2017 | 2017-02-22 | Vikrant 7350017910 | Village maregaon post shahapur441906 | vikrants@mmpil.com
8 | M/s KJV Alloy conductors PVt Ltd | IPDS/ DDUGJY | Conductor | AAC Ant (50sqmm), AAC Gnat (25sqmm) as per BIS 398 Part 1 1996 AAAC Rabbit (55sqmm), AAAC Dog (100sqmm) | CE/Infra-II/Vendor/5286 dt 6.3.2017 | 2017-03-06 | 9823027783/8390116959 Tapikar | Plot No. 33, 34and part of 32 and part of 26 AKVN, Town city Boregaon Dist Chindwara 480106 MP & nagpur | tender.jds@gmail.com
9 | JDS Transformers Industries PVT Ltd | IPDS/ DDUGJY | Conductor | AAC Ant(50sqmm), AAC Gnat(25sqmm) | CE/Infra-II/Vendor/5285dt 6.3.2017 | 2017-03-06 | 9823027783/8390116959 Tapikar | Plot No. 33, 34and part of 32 and part of 26 AKVN, Town city Boregaon Dist Chindwara 480106 MP & nagpur | tender.jds@gmail.com
10 | M/s Seepra Electricals Pvt Ltd | IPDS/ DDUGJY | Conductor | AAC Ant (50sqmm), AAC Gnat (25sqmm), ACSR Dog, ACSR weasel, ACSR Rabit, ACSR Racoon | CE/Infra-II/Vendor/7068 Dtd 27.3.2017 | 2017-03-27 | Mr Jayesh Shaha 942275000 | J-105, MIDC area, Jalgaon | rkgangwal@gmail.com jayesh.arpt@gmail.com
11 | M/s Gupta Power Infrastructure Ltd | IPDS/ DDUGJY | Conductor | AAAC weasel (34sqmm), AAAC rabbit (55sqmm), AAAC raccoon (80sqmm), AAAC Dog (100sqmm), | CE/Infra-II/Vendor/1316 dtd 25.5.2017 | 2017-05-25 | Prashant Ghraat 9167347560 | Unique house, S-2 ground floor andherio east, Mumbai | prashant.gharat@guptapower.com
12 | M/s Gupta Power Infrastructure Ltd | IPDS/ DDUGJY | Conductor | ACSR Panther (200sqmm), ACSR Dog (100sqmm) | CE/Infra-II/Vendor/15947 dtd29.6.2017 | 2017-06-29 | Prashant Ghraat 9167347560 | Unique house, S-2 ground floor andherio east, Mumbai | prashant.gharat@guptapower.com
13 | M/s Kalavishwa Electricals Pvt Ltd | IPDS/ DDUGJY | Conductor | AAC Ant (50sqmm), AAC Gnat (25sqmm), ACSR Weasel (30sqmm), ACSR Dog (100sqmm) | CE/Infra-II/Vendor/19602 dtd 27.7.2017 | 2017-07-27 | Sandeep Gore 9225321499 | Plot no 3, Gut no 23, sai udyog Ngari, Near Cosmo Film, MIDC, Waluj Aurangabad-431136 | kalawishwa111@yahoo.com
14 | M/s Lumino Industries Ltd | IPDS/ DDUGJY | Conductor | AAC Ant(50sqmm), AAC Gnat (25sqmm), AAAC Weasel (34sqmm), AAAC Rabbit (55sqmm),ACSR Weasel (34sqmm), ACSR Rabbit(50sqmm), ACSR Raccoon (80sqmm), ACSR Raccoon (80sqmm)ACSR Dog (100sqmm) | CE/Infra-II/Vendor/1126/21470 dtd 06.09.2017 | 2017-09-06 | Mr Susant 9674755208 / Rajendra Gangwal 9322287070 | P.O. Biparannapara, Jalan complex, P.S. Domjur, Howrah (WB)-711411 | susant@luminoindustries.com rkgangwal@gmail.com
15 | M/s Tapadia conductors Pvt Ltd | IPDS/ DDUGJY | Conductor | AAC Ant(50sqmm), AAC Gnat (25sqmm), AAAC Weasel (34sqmm), AAAC Rabbit (55sqmm), AAAC Dog (100sqmm), ACSR Weasel (34sqmm), ACSR Dog(100sqmm), ACSR Raccoon (80sqmm), ACSR Raccoon (80sqmm)ACSR Dog (100sqmm) | CE/Infra-II/Vendor/24613 dtd 9.10.2017 | 2017-10-09 | Vitthal Girase 7020976001 | H-5, butibori, Nagpur 441122 | tapadiacon@gmail.com
16 | M/s Lumino Industries Ltd | IPDS/ DDUGJY | Conductor | ACSR Panther (200sqmm) | CE/Infra-II/Vendor/1126/25307 dtd 13.10.2017 | 2017-10-13 | Mr Susant 9674755208 / Rajendra Gangwal 9322287070 | P.O. Biparannapara, Jalan complex, P.S. Domjur, Howrah (WB)-711411 | susant@luminoindustries.com rkgangwal@gmail.com
17 | M/s Arfin India Ltd | IPDS/ DDUGJY | Conductor | AAC Ant(50sqmm), AAC Gnat (25sqmm), AAAC Weasel (34sqmm), AAAC Rabbit (55sqmm), AAAC (Racoon 80sqmm)AAAC Dog (100sqmm), ACSR Weasel (34sqmm), ACSR Dog(100sqmm), ACSR Raccoon (80sqmm), ACSR Dog (100sqmm), ACSR Panther (200sqmm) | CE/Iinfra/Vendor/26785 dtd 2.11.2017 | 2017-11-02 |  | 11/1,2,3 & 117/3,6,7 Ravi Industrial estate Behind hotel Prestige, billeshwrpura, Chhatral Tal Kalol, Dist Gandinagar
18 | M/s. Kataria Industries Pvt Ltd | IPDS/ DDUGJY | Conductor | 1. AAC Ant(50sqmm), AAC Gnat (25sqmm) ,AAAC Weasel (34sqmm), AAAC Rabbit (55sqmm), AAAC Raccoon (80 Sqmm), AAAC Dog(100sqmm) | CE/Iinfra/Vendor/11776dtd 24.05.2018 | 2018-05-24 | B.S.Shukla / 7440969704 | 33-34, Industrial area, Ratlam, MP 457001 | katariaindustries@yahoo.co.in
19 | M/s Radon Energy Ltd | IPDS/ DDUGJY | Conductor | AAAC Weasel (34sqmm), AAAC Rabbit (55sqmm), AAAC Dog(100sqmm) | CE/Iinfra/Vendor/14810dtd 18.06.2018 | 2018-06-18 |  | S.No229/E, Kallakal Village, Toopran Mandal, Dist- Medak, 502336, State Telangana
20 | M/s MMP industries Ltd | IPDS/ DDUGJY | Conductor | AAAC RABBIT (100 sqmm) | CE/Infra-II/Vendor/20145 Dt 20.08.2018 | 2018-08-20 | Vikrant 7350017910 | Village maregaon post shahapur441906 | vikrants@mmpil.com
21 | M/s JSK Industries Pvt. Ltd. | HVDS | Conductor | AAAC 34 Sqmm | 4478, 12.02.2019 | 2019-02-12 |  | Survey No. 369/1/1/2, village syli, Behind slyaram silk Mills, Slivasssa, Dadra & Nagar Havell 396230 | jsk@jskindia.in
22 | M/s Nilshikha Infra India Ltd. | HVDS | Conductor | AAAC Weasel 34 Sq.mm Conductor | 13856 dtd. 17.05.2019 | 2019-05-17 | Shivananda 7771999970 | 39, 40, 41A, 41B, 42, 43A, Electronics Complex, Pardeshipura, Indore - 477117, Madhya Pradesh. | ni.shivananda@gmail.com | Valid for 5 years
23 | M/s Kalpesh Cable India Pvt. Ltd. | IPDS/ DDUGJY | Conductor | AAC Gnat 25 Sq.mm (7/2.21mm) , AAC Ant 50 Sq.mm (7/2.21mm), AAAC Weasel 34 Sq.mm (7/2.50 mm), AAAC Rabbit 55 Sq.mm (7/3.15 mm), AAAC Dog 100 Sq.mm (7/4.26 mm), ACSR Dog 100 Sq.mm (6/4.72mm + 7/1.57 mm), ACSR Panther 200 Sq.mm (30/3mm + 7/3 mm) | CE/T-QC/VENDOR/14696 dtd. 28.05.2019 | 2019-05-28 | Prashant Jain/ 9822375126/ 02562276309 | S.No. 65/2/1, Sakri Road, Mahindale Shivar, Dhule | kanticable@yahoo.com | Valid for 5 years
24 | Madhu Cable & Conductor Pvt. Ltd. | Ongoing Projects | Conductor | AAAC - 34/55/80/100 | 15636 dt. 06.06.19 | 2019-06-06 | Jitendra Ajmera/ 9301307577 | 27/28_A, Sector_F, Sanwer Road, industrial area indore (M.P) | madhucabcon@gmail.com | Valid for 5 years
25 | Godha Cabcon & Insulation Ltd | Ongoing Projects | Conductor | AAAC - 34/55/80/100 | 15635 dt. 06.06.19 | 2019-06-06 | Dipesh Godha/ 9425066577 | 36-D, Sector –B, Industrial area, Sanwer Road, Indore -452006 | godhacabcon@gmail.com | Valid for 5 years
26 | M/s. Sammriddhi industries | HVDS | Conductor | AAAC Weasel 34 Sq.mm | 17781 dt. 26.06.19 | 2019-06-26 | Devendra Parihar/ 7024212219 | Plot No. D-20 Phase-II, Mandideep Industrial Area, Goharganj, Dist-Raisen, Madhya Pradesh | sales@jeo.co.in, devednra@jeo.co.in | Valid for 5 years
27 | M/s Samriddhi Industries | IPDS/ DDUGJY | Conductor | AAAC (55sqmm) conductor | 17781 dt. 26.06.19 | 2019-06-26 |  | Plot No. D-20 Phase-II, Mandideep Industrial Area, Goharganj Dist-Raisen, MadhyaPradesh | sales@jeo.co.in devednra@jeo.co.in
28 | M/s. Hind aluminum industries Ltd, | Ongoing Projects | Conductor | AAAC Weasel 34 Sq.mm (7/2.50 mm), AAAC Rabbit 55 Sq.mm (7/3.15 mm), AAAC Dog 100 Sq.mm (7/4.26 mm) | 19307 dt.09.07.19 | 2019-07-09 | Prem Sharma/ 9702548000 | Survey no. 1/1 &1/2, Village Khutali, Tehsil khanvel, Dist. Silvasa- 396230 | prem@associatedgroup.com | Valid for 5 years
29 | M/s. Rajsthan transmission wires Pvt Ltd., | Ongoing Projects | Conductor | AAAC Weasel 34 Sq.mm (7/2.50 mm), AAAC Rabbit 55 Sq.mm (7/3.15 mm), AAAC Dog 100 Sq.mm (7/4.26 mm) | 19758 dt. 12.07.19 | 2019-07-12 | Praveen Maheshwari/ 9755549272 | A-190, Road No. 1-D, V.K.I Area, Jaipur-302013 | rtwpvtltd@yahoo.com, praveen.maheshwari@yahoo.com | Valid for 5 years
30 | M/s. Parachute Industries | IPDS/ DDUGJY | Conductor | AAC Ant (50sqmm), AAC Gnat (25sqmm) | 20081 dt. 17.07.19 | 2019-07-17 | Bansal/ 9818105661 | E-688,DSIDC industrial, complex,Narela, Delhi | electricindia18@gmail.com | Valid for 5 years
31 | M/s. Parachute Industries | Ongoing Projects | Conductor | AAAC Weasel 34 Sq.mm (7/2.50 mm), AAAC Rabbit 55 Sq.mm (7/3.15 mm), AAAC Dog 100 Sq.mm (7/4.26 mm) | 20082 dt.17.07.19 | 2019-07-17 | Bansal/ 9818105661 | E-688,DSIDC industrial, complex,Narela, Delhi | electricindia18@gmail.com | Valid for 5 years
32 | M/s. Marco Cables Pvt Ltd | Ongoing Projects | Conductor | AAAC Weasel 34 Sq.mm (7/2.50 mm), AAAC Rabbit 55 Sq.mm (7/3.15 mm), AAAC Dog 100 Sq.mm (7/4.26 mm) | 20392 dt. 20.07.19 | 2019-07-20 | Subhash/ 9850032712 | Plot no.A-55-56,STICE, Sinner Shirdi Road, Sinner-422103 | sumit@hmcable.com | Valid for 5 years
33 | M/s. KJV Alloy Conductors Pvt Ltd, | HVDS | conductor | AAAC Weasel 34 Sq.mm | 23809 dt. 27.08.19 | 2019-08-27 | Riyaz/ 8805088835 | 31, Central Service Road, Opp. Coca Cola Company, MIDC, Hingna, Nagpur-440028 | info@kjvalloys.com | Valid for 5 years
34 | M/s. APAR INDUSTRIES LTD | IPDS/ DDUGJY | Covered Conductor | 11kV – AAAC-22,34,55,80,100,148 & 232sq.mm 22kV-- AAAC-22,34,55,80,100,148 & 232sq.mm | 26685 dt. 21.09.19 | 2019-09-21 | Badri/ 7498269168 | Plot No. 158/163,GIDC,Umbargaon, Dist. Valsad, Gujrat 396171 | badriprasad.tripathi@apar.com | Valid for 2 years
35 | M/s. Parachute Industries | HVDS | conductor | AAAC Weasel | 27297 dt. 26.09.19 | 2019-09-26 | Bansal/ 9818105661 | E-688,DSIDC industrial, complex,Narela, Delhi | electricindia18@gmail.com | Valid for 5 years
36 | Vaidyanath Cables , | Ongoing Projects | Conductor | AAC Ant 50 sq.mm (7/3.10mm), AAC Gnat 25 sq.mm (7/2.21mm), AAAC Weasel 34 Sq.mm (7/2.50 mm), AAAC Rabbit 55 Sq.mm (7/3.15 mm), AAAC Raccoon 80 Sq.mm (7/3.81 mm), AAAC Dog 100 Sq.mm (7/4.26mm) , ACSR Weasel 30 Sq.mm (6/1/2.59mm), ACSR Rabbit 50 Sq.mm (6/1/ 3 mm), ACSR Raccon 80 Sq.mm (6/1/4.09 mm), ACSR Dog 100 Sq.mm (6/4.72 + 7/ 1.57 mm) | 28211 dt. 07.10.2019 | 2019-10-07 | Mukesh Sanp/ 9577700700 | Plot no. 1, Gut No.85, Kumshi road ,Ghosapuri Taluka – Beed (431122) | vntcables@gmail.com | Valid for 2 years
37 | Tubas Wire & Conductor Pvt Ltd, | Ongoing Projects | Conductor | AAC Ant 50 sq.mm (7/3.10mm), AAC Gnat 25 sq.mm (7/2.21mm), AAAC Weasel 34 Sq.mm (7/2.50 mm), AAAC Rabbit 55 Sq.mm (7/3.15 mm), AAAC Dog 100 Sq.mm (7/4.26mm) , ACSR Dog 100 Sq.mm (6/4.72 + 7/ 1.57 mm), ACSR Panther 200 Sq.mm (30/3 + 7/ 3 mm) | 28212 dt. 07.10.2019 | 2019-10-07 | Kapil Dhabaria/ 9322401513 | 78/1,Daman Industrial Estate, Village- Kadiaya, Near Polycab Cables, Daman- 396210 | tubasmumbai@gmail.com | Valid for 5 years
38 | M/s. Seepra Electricals Pvt. Ltd. | Ongoing Projects | Conductor | AAAC Weasel 34 Sq.mm (7/2.50 mm), AAAC Rabbit 55 Sq.mm (7/3.15 mm), AAAC Dog 100 Sq.mm (7/4.26mm) | 28560 dt. 11.10.2019 | 2019-10-11 |  | J-105, MIDC Area, JALGAON -425003 | jayesh.arpit@gmail.com | Valid for 5 years
39 | M/s. Nashik Power Conductors, | Ongoing Projects | Conductor | AAAC 34 Sq.mm (7/2.50 mm), AAAC 55 Sq.mm (7/3.15 mm), AAAC 100 Sq.mm (7/4.26mm), ACSR Dog 100 Sq.mm (6/4.72 + 7/ 1.57 mm) | 30058 dt. 30.10.2019 | 2019-10-30 | Ghorphade/ 9922503909 | W-29(B), Ambad MIDC Nashik - 422010 | npc.nasik@gmail.com | Valid for 2 years

## Meter - Meter box
Approved list of Vendors
Sr. No. | Name | Scheme | Product | Rating | Approved No | Approved Date | Contact no. | Adress | Email | Remarks
1 | M/s Trydan Solution Pvt. Ltd. Jaipur | HVDS | SMC Three phase meter Box with MCB | 3X10-40A | 4481, 12.02.2019 | 2019-02-12 |  | Survey No. H-1-117, RIICo Industrial Area, Bagru Exten, Bagru, Jaipur | trydan.solution@gmail.com Purchasesolpro2@gmail.com
2 | M/s Genus power infrastructures ltd, Rajsthan | HVDS | Meter | LTAC 3, 4W 10-40 Ay | 5060, 18.02.2019, | 2019-02-18 | 9323365108 | SPI-2317, RIICO industrial area, Ramchandrapura (sitapura Extn) Dist. Jaipur, Rajsthan. | info@genus.in
3 | Ajmera Electrotech LLP | HVDS | SMC Three phase meter Box with MCB | 3X10-40A | 5618, 25.02.2019 | 2019-02-25 | 9004017060/ 8452817060 | Ajmera House, Plot no. A-61, TTC Industrial Area, Khairane MIDC, Navi Mumbai - 400705 | ajmera@ajmera.net sachin@ajmera.net
4 | M/s Star Rising Energy Pvt. Ltd., | HVDS | SMC Three phase meter Box with MCB | SMC Three phase meter Box with MCB | 18786 DT. 04.07.19 | 2019-07-04 | Rahul Sharma/ 9691290212 | Jaipur | marketing3@starrising.co.in | Valid for 5 years
5 | Larsen & Toubro Ltd., | HVDS | Meter | 3x10-40 Amp | 23531 dt. 26.08.19 | 2019-08-26 | salil Warune/ 9967500454 | Mysore | salil.warune@lntebg.com | Valid for 5 years
6 | M/s Reshma Moulding Works | HVDS | SMC Three phase meter Box with MCB | 3X10-40A | 25134 dt. 09.09.2019 | 2019-09-09 | 9850432018/ Ramesh | S-23, MIDC, Bhosari, Pune - 411026 | reshmamoulding@rediffmail.com | Valid for 5 years

## VCB-RMU-CRP-Isolator
Approved list of Vendors
Sr. No. | Name | Scheme | Product | Rating | Approved No | Approved Date | Contact no. | Adress | Email | Remarks
1 | M/s Stelmec Ltd | Infra II | CRP | 11kV Control & Relay Panel for 11kV 1.2MVAR Capacitor Bank | CE(Infra)/EE-I/GTP/01847 Dt. 19.01.2015 | 2015-01-19
2 | M/s Vinayak Transmission P. Ltd. | Infra II | CRP | 22kV Control & Relay Panel(Outdoor Type) for Incoming & Outgoing feeder with meter | CE(Infra)/EE –I/GTP/03597 Dt. 04.02.2015 | 2015-02-04
3 | M/s C & S Electric Ltd | Infra II | RMU | 11kV RMU | CE(Infra)/EE-I/GTP/160/5155 Dt. 20.02.2015 | 2015-02-20
4 | M/s Stelmec Ltd | Infra II | CRP | 11kV Indication Panel | CE(Infra)/EE-I/GTP/7175 Dt. 12.03.2015 | 2015-03-12
5 | M/s Stelmec Ltd | Infra II | VCB | 12kV Outdoor VCB (12kV,1250A,25KA | CE(Infra)/EE-I/GTP/7176 Dt. 12.03.2015 | 2015-03-12
6 | M/s Maktel Control & Systems P. Ltd. | Infra II | CRP | 33kV C & R Panels (Indoor type) for transformer with differential protection & without differential protection and C & R Panel for Feeder with Trivector meter | CE(Infra)/EE –I/GTP/7174 Dt. 12.03.2015 | 2015-03-12
7 | M/s Stelmec Ltd. | Infra II | CRP | 22kV Control & Relay Panel for 22kV 1.2MVAR Capacitor Bank | CE(Infra)/EE –I/GTP/7993 Dt. 18.03.2015 | 2015-03-18
8 | M/s ABB India Ltd | Infra II | VCB | 33kV ,1600A, 25kA Outdoor Type Vacuum Circuit Breaker | CE(Infra)/EE –I/GTP/10682 Dt. 10.04.2015 | 2015-04-10
9 | M/s Topline Industries (Raj) Unit-II | Infra II | Isolator | 11KV (400A),22KV& 3KV 800 A Isolators | CE(Infra)/EE –I/GTP/ 21727 Dt. 11.05.2015 | 2015-05-11
10 | M/s Popular Switchgear P. Ltd | Infra II | VCB | 33kV,1600A, 25kA Indoor Type Vaccum Circuit Breaker | CE(Infra)/EE –I/GTP/ 10725 Dt. 11.05.2015 | 2015-05-11
11 | M/s Popular Switchgear P. Ltd | Infra II | CRP | 11kV,25kA VCB Indoor Switch Board Panel (2 I/C +1 B/C+ 8 O/G) & 11kV Control Desk (2 I/C +1 B/C+ 8 O/G) | CE(Infra)/EE –I/GTP/ 21726 Dt. 11.05.2015 | 2015-05-11
12 | M/s Popular Switchgear P. Ltd | Infra II | CRP | 22kV, 25kA VCB Indoor Switch Board Panel (2 I/C +1 B/C+ 6O/G) & 22kV Control Desk (2 I/C +1 B/C+ 6O/G) | CE(Infra)/EE –I/GTP/ 21724 Dt. 11.05.2015 | 2015-05-11
13 | M/s C&S Electric Ltd | Infra II | VCB | 22kV,1600A Indoor VCB Panel | CE(Infra)/EE –I/Infra-II/ GTP/21987 Dt.13.05.2015 | 2015-05-13
14 | M/s C&S Electric Ltd | Infra II | RMU | 22kV RMU | CE(Infra)/EE –I/GTP/21988 Dt. 13.05.2015 | 2015-05-13
15 | M/s C&S Electric Ltd | Infra II | VCB | 33kV,1600A Indoor VCB Panel | CE(Infra)/EE –I/GTP/ 25256 dt 06.06.2015 | 2015-06-06
16 | M/s Stelmec Ltd | Infra II | CRP | 33kV Control & Relay Panel (Indoor Type) for Transformer without differential protection & Control & Relay for feeder with tri-vector meter | CE(Infra)/EE –I/GTP/25639 Dt. 11.06.2015 | 2015-06-11
17 | M/s Crompton Greaves Ltd | Infra II | CRP | 11kV Indoor Switchgear (2I/C+BC+8O/G) | CE(Infra)/EE –I/GTP/26402 Dt. 22.06.2015 | 2015-06-22
18 | M/s C&S Electric Ltd | Infra II | VCB | 11kV Indoor VCB Panel (with Breaker) & control Desk 1 I/C + 1 B/C +4 O/G feeders & 2 I/C + 1 B/C + 8 O/G feeders | CE(Infra)/EE –I/GTP/ 28523 Dt. 15.07.2015 | 2015-07-15
19 | M/s C & S Electric Ltd | Infra II | RMU | 11 KV & 22 KV RMU's with Additional extensible configuration. | CE/Infra Plan-II/ GTP/34282 Date:18.09.2015 | 2015-09-18
20 | M/s Telewane Power Equipments Pvt Ltd | Infra II | Compact Substation | Compact Sub-Station | CE/Infra Plan-II/ GTP/41208 Date:09.12.2015 | 2015-12-09
21 | M/s Stelmec Ltd | Infra II | VCB | 11 kV VCB panels (Indoor type) having Configurations (2 I/C + 1 B/C + 8 O/G) with Control desk panel with all Accessories | CE/Infra Plan-II/ GTP/00175 Date:04.01.2016 | 2016-01-04
22 | M/s Cropton Greaves Ltd | Infra II | VCB | 1) 22 KV VCB panel (I/D) having configurations (2 I/C +1 B/C+ 4 O/G) 2) 22 KV RMU (3 Isolator + 2VCB) | CE/Infra Plan-II/ GTP/2008 Date:14.01.2016 CE/Infra Plan-II/ GTP/2007 Date:14.01.2016 | 2016-01-04
23 | M/s Eswari Electricals Pvt Ltd | Infra II | RMU | 11 KV & 22 KV RMU | CE/Infra Plan-II/ GTP/2030 Date:15.01.2016 | 2016-01-15
24 | M/s Popular Switchgears Pvt Ltd | Infra II | Numerical Relay | Approval to M/s. Popular Switchgears Pvt Ltd for amended approval of IEC 103 protocol relay for utilization under Infra Plan II Scheme. GTP and type test approval for Ashida make numerical 3 Over current & 1 Earth Fault relay & Differential protection relay | CE/Infra Plan-II/ GTP/3053 Date:25.01.2016 | 2016-01-25
25 | M/s Goenka Switchgears Pvt Ltd | Infra II | CRP | 11 KV C & R panel & 33 kV control & Relay Panel (Indoor Type) for Transformer with differential protection & without differential protection and C&R panel | CE/Infra Plan-II/ GTP/4195 Date:05.02.2016 CE/Infra Plan-II/ GTP/6846 Date:01.03.2016 | 2016-03-01
26 | M/s Success Engineers | Infra II | CRP | 33,22&11 Control & Realay Panel | CE/Infra Plan-II/GTP/9927 Date: 02.04.2016 | 2016-04-02
27 | M/s Success Engineers | Infra II | CRP | 33,22&11 Control & Realay Panel for diffrential protection of transformer | CE/Infra Plan-II/GTP/9925 Date: 02.04.2016 | 2016-04-02
28 | M/s ABB Ltd | Infra II | VCB | 11 KV Outdoor Breaker | CE/Infra Plan-II/GTP/11945 Date: 27.04.2016 | 2016-04-27
29 | M/s Tade Powertech Pvt Ltd | Infra II | RMU | 22kV RMU’s | CE (Infra)/Infra-II/GTP/Vendor Approval/34077 Date:15/11/2016 | 2016-11-15
30 | M/s Stelmec Ltd | Infra II | VCB | 36KV, 1600A and 25KA outdoor type porcelien clad vacuum circuit breaker | CE/Infra-II/Vendor/9166dtd 24.4.2017 | 2017-04-24
31 | M/s Stelmec Ltd | Infra II | VCB | 12KV, 1250A and 25KA outdoor type porcelien clad vacuum circuit breaker | CE/Infra-II/Vendor/9267dtd 25.4.2017 | 2017-04-25
32 | M/s Tade Powertech Pvt Ltd | Infra II | RMU | 11KV RMU | CE/Infra-II/Vendor/9733dtd 26.04.2017 | 2017-04-26
33 | M/s Siemens Ltd | Infra II | RMU | 11KV RMU | CE/Infra-II/Vendor/13286 dtd 26.5.2017 | 2017-05-26
34 | M/s Stelmec Ltd | Infra II | CRP | 33KV C& R panel Indoor type for transformer with differential protection woth trivector meter | CE/Infra-II/Vendor719/15106dtd20.6.2017 | 2017-06-20
35 | M/s Stelmec Ltd | Infra II | CRP | 33KV C& R panel Indoor type for feeder protection with trivector meter | CE/Infra-II/Vendor718/15105 dtd20.6.2017 | 2017-06-20
36 | M/s Stelmec Ltd | Infra II | CRP | 33KV C& R panel Indoor type for transformer without differential protection woth trivector meter | CE/Infra-II/Vendor14939/717dtd206.2017 | 2017-06-20
37 | M/s Stelmec Ltd | Infra II | CRP | 11KV C&R panel feeder & incomer protection & 11KV Common indoor indication panel | CE/Infra-II/Vendor872/16915dtd12.7.2017 | 2017-07-12
38 | M/s Ashida Electronics Pvt Ltd | Infra II | CRP | 33KV C& R panel Indoor type for transformer with differential protection woth trivector meter | CE/Infra-II/Vendor/19601dtd 27.07.2017 | 2017-07-27
39 | M/s Ashida Electronics Pvt Ltd | Infra II | CRP | 33KV C& R panel Indoor type for feeder protection with trivector meter | CE/Infra-II/Vendor/18597 dtd 27.07.2017 | 2017-07-27
40 | M/s Ashida Electronics Pvt Ltd | Infra II | CRP | 33KV C& R panel Indoor type for transformer without differential protection woth trivector meter | CE/Infra-II/Vendor/18599 dtd 27.07.2017 | 2017-07-27
41 | M/s Ashida Electronics Pvt Ltd | Infra II | CRP | 22KV C& R panel Indoor type for transformer with differential protection woth trivector meter | CE/Infra-II/Vendor/18596 dtd 27.07.2017 | 2017-07-27
42 | M/s Ashida Electronics Pvt Ltd | Infra II | CRP | 22KV C& R panel Indoor type for feeder protection with trivector meter | CE/Infra-II/Vendor/18595 dtd 27.07.2017 | 2017-07-27
43 | M/s Ashida Electronics Pvt Ltd | Infra II | CRP | 22KV C& R panel Indoor type for transformer without differential protection woth trivector meter | CE/Infra-II/Vendor/18598 dtd 27.07.2017 | 2017-07-27
44 | M/s Ashida Electronics Pvt Ltd | Infra II | CRP | 11KV C& R panel Indoor type for feeder protection with trivector meter | CE/Infra-II/Vendor/19600 dtd 27.07.2017 | 2017-07-27
45 | M/s CG Power and industrial solutions ltd | Infra II | Switchgear | 36KV &24KV, 1250amps 25KA semi gas insulated siwtchgear | CE/Infra-II/Vendor/1466/27195 dtd 7.11.2017 | 2017-11-07
46 | M/S H.T. Switchgear Pvt Ltd | IPDS/ DDUGJY | CRP | 11 kV CONTROL & RELAY PANEL FOR FEEDER | 30765 dt 15.12.2017 | 2017-12-15 | Mr. P.L. Dixit 9960670538 | Survey No-77/5, Dangat Estate, N.D.A. Raod at Post- Shivane | marketing@htswitchgears.com
47 | M/S H.T. Switchgear Pvt Ltd | IPDS/ DDUGJY | CRP | 22 kV CONTROL & RELAY PANEL FOR TRANSFORMER WITH DIFFERENTIAL PROTECTION | 30722 dt 15.12.2017 | 2017-12-15 | Mr. P.L. Dixit 9960670538 | Survey No-77/5, Dangat Estate, N.D.A. Raod at Post- Shivane | marketing@htswitchgears.com
48 | M/S H.T. Switchgear Pvt Ltd | IPDS/ DDUGJY | CRP | 22 kV CONTROL & RELAY PANEL FOR TRANSFORMER WITHOUT DIFFERENTIAL PROTECTION | 30723 dt 15.12.2017 | 2017-12-15 | Mr. P.L. Dixit 9960670538 | Survey No-77/5, Dangat Estate, N.D.A. Raod at Post- Shivane | marketing@htswitchgears.com
49 | M/S H.T. Switchgear Pvt Ltd | IPDS/ DDUGJY | CRP | 33 kV CONTROL & RELAY PANEL FOR FEEDER | 30764 dt 15.12.2017 | 2017-12-15 | Mr. P.L. Dixit 9960670538 | Survey No-77/5, Dangat Estate, N.D.A. Raod at Post- Shivane | marketing@htswitchgears.com
50 | M/S H.T. Switchgear Pvt Ltd | IPDS/ DDUGJY | CRP | 33 kV CONTROL & RELAY PANEL FOR TRANSFORMER WITH DIFFERENTIAL PROTECTION | 30763 dt 15.12.2017 | 2017-12-15 | Mr. P.L. Dixit 9960670538 | Survey No-77/5, Dangat Estate, N.D.A. Raod at Post- Shivane | marketing@htswitchgears.com
51 | M/S H.T. Switchgear Pvt Ltd | IPDS/ DDUGJY | CRP | 22 kV CONTROL & RELAY PANEL FOR FEEDER | 30721 dt 15.12.2017 | 2017-12-15 | Mr. P.L. Dixit 9960670538 | Survey No-77/5, Dangat Estate, N.D.A. Raod at Post- Shivane | marketing@htswitchgears.com
52 | M/S H.T. Switchgears Pvt Ltd | IPDS/ DDUGJY | CRP | 33 kV CONTROL & RELAY PANEL FOR TRANSFORMER WITHOUT DIFFERENTIAL PROTECTION | 30720 dt 15.12.2017 | 2017-12-15 | Mr. P.L. Dixit 9960670538 | Survey No-77/5, Dangat Estate, N.D.A. Raod at Post- Shivane | marketing@htswitchgears.com
53 | M/s StelmecLtd | IPDS/ DDUGJY | VCB | 11kV VCB Panels Indoor type, (2I/C+1B/c+8O//g) | 0034 dt 01.01.2018 | 2018-01-01
54 | M/s Schneider Electric Infrastructure Ltd | IPDS/ DDUGJY | RMU | 11 KV, 630A, 21 kA(3sec) motorised RMU | 4289 dt 27.02.2018 | 2018-02-27 |  | Milestone -87, Vadodara Halol Highway, Kotambi, Vadodara
55 | M/s damasa Vidyut Appliances | IPDS/ DDUGJY | Isolator | 22kV Isolator 800Amps(with and without E.B.) | 07267 dt 04.04.2018 | 2018-04-04 | 9892026369, Deepesh | Plot No-E-/1/1to5, Radheshyam Industrial complex, Asangaon, Shahapur | damsa.vidyut@gmail.com
56 | M/S H.T. Switchgear Pvt Ltd | IPDS/ DDUGJY | VCB | 11 kV VCB panels (Indoor type) having configurations (2 I/C + 1 B/C + 8 O/G) with control desk panel | 7577 dt 07.04.2018 | 2018-04-07 | Mr. P.L. Dixit 9960670538 | Survey No-77/5, Dangat Estate, N.D.A. Raod at Post- Shivane | marketing@htswitchgears.com
57 | M/S H.T. Switchgear Pvt Ltd | IPDS/ DDUGJY | VCB | 33 kV VCB panels (Indoor type) having configurations (2 I/C + 1 B/C + 2 O/G) with separate C & R panel | 7574 dt 07.04.2018 | 2018-04-07 | Mr. P.L. Dixit 9960670538 | Survey No-77/5, Dangat Estate, N.D.A. Raod at Post- Shivane | marketing@htswitchgears.com
58 | M/S H.T. Switchgear Pvt Ltd | IPDS/ DDUGJY | VCB | 22 kV VCB panels (Indoor type) having configurations (2 I/C + 1 B/C + 8 O/G) with control desk panel | 7576 dt 07.04.2018 | 2018-04-07 | Mr. P.L. Dixit 9960670538 | Survey No-77/5, Dangat Estate, N.D.A. Raod at Post- Shivane | marketing@htswitchgears.com
59 | M/S H.T. Switchgear Pvt Ltd | IPDS/ DDUGJY | VCB [AIS FOR GIS] | 11 kV VCB panels (Indoor type) having configurations (1 I/C + 3 O/G +1 STN TRF ) (1 I/C + 4 O/G +1 STN TRF ) (2 I/C + 1B/C + 6 O/G +1 STN TRF ) (2 I/C + 1B/C + 8 O/G +1 STN TRF ) | 7578 dt 07.04.2018 | 2018-04-07 | Mr. P.L. Dixit 9960670538 | Survey No-77/5, Dangat Estate, N.D.A. Raod at Post- Shivane | marketing@htswitchgears.com
60 | M/s Power Control Electro system Pvt Ltd | IPDS/ DDUGJY | VCB | 11kV, 800A/400A, 12.5 kA, outdoor VCB | 8543 dt 18.04.2018 | 2018-04-18 |  | E-32, MIDC Kupwad, Sangli , 416436 Maharashtra
61 | M/s Power Control Electro system Pvt Ltd | IPDS/ DDUGJY | VCB | 33kV, 1600A, 25 kA, outdoor VCB | 8543 dt 18.04.2018 | 2018-04-18 |  | E-32, MIDC Kupwad, Sangli , 416436 Maharashtra
62 | M/S Lucy Electric India Private Ltd | IPDS/ DDUGJY | RMU | 11 KV, 630 Amps, 21 KA (3 sec), motorized Ring Main Units extensible | 11396 dt 21.05.2018 | 2018-05-21 |  | H-21, Ambad MIDC, Nashik
63 | M/S H.T. Switchgear Pvt Ltd | IPDS/ DDUGJY | RMU | 22 KV, 630 Amps, 16KA (3 sec), SCADA compatible motorized Ring Main Unit extensible type | 14341 dt 12.06.2018 | 2018-06-12 | Mr. P.L. Dixit 9960670538 | Survey No-77/5, Dangat Estate, N.D.A. Raod at Post- Shivane | marketing@htswitchgears.com
64 | M/S H.T. Switchgear Pvt Ltd | IPDS/ DDUGJY | RMU | 11 KV, 630 Amps, 16KA (3 sec), SCADA compatible motorized Ring Main Unit extensible type | 14340 dt 12.06.2018 | 2018-06-12 | Mr. P.L. Dixit 9960670538 | Survey No-77/5, Dangat Estate, N.D.A. Raod at Post- Shivane | marketing@htswitchgears.com
65 | M/S Megawin Switchgears Pvt. Ltd | IPDS/ DDUGJY | RMU | 11 KV, 630 Amps, 21 KA (3secs), motorized Ring Main Units extensible type, | 17374 dt 19.072018 | 2018-07-19 | Pingan- 9823063772 | P.B.434, Perumalmalai Adivaram, Alagapuram, Post- Salem, -636004, Tamilnadu | pingan@magawin.co.in
66 | M/s. Lucy Electric India Private Limited | IPDS/ DDUGJY | RMU | 22 KV, 630 Amps, 21 KA (3 sec), motorized Ring Main Units extensible type, various configurations | 27134 dt. 25.09.19 | 2019-09-25 | Sonjhe/ 9049995446 | H- 21, Ambad MIDC, Nashik | ravindra.sonje@lucyelectric.com | Valid for 5 years
67 | M/s Stelmec Ltd., | IPDS/ DDUGJY | CRP | 11 KV Control & Relay Panel for One Incomer & Three Outgoing Feeder (Indoor type) | 29351 dt. 23.10.2019 | 2019-10-23 | Desai/ 9324066448 | Plot no. 90/91/92, Virar-Vajreshwari Road, Usgaon, P.O.Bhatane, Dist. Palghar - 401303 | sales.mah@stelmec.com | Valid for 5 years
68 | M/s Vinayak Transmission Products Pvt. Ltd | IPDS/ DDUGJY | CRP | A. 11 KV Control & Relay Panel for One Incomer and 1 Feeder Protection(Indoor type)with its accessories such as Numerical Relay,Trivectormeter etc. | 30941 dt. 11.11.2019 | 2019-11-11 | Karmalkar/ 9820855499 | Plot no. W- 276, TTC Industrial Area, Rabale, Navi Mumbai - 400701 | karmalkar@vinayktrans.com | Valid for 5 years
69 | M/s Vinayak Transmission Products Pvt. Ltd | IPDS/ DDUGJY | CRP | 33 kV Control & Relay Panel (Indoor type) for Double Feeder protection with its accessories such as Numerical Relay, Trivector meter etc. | 30978 dt. 11.11.2019 | 2019-11-11 | Karmalkar/ 9820855499 | Plot no. W- 276, TTC Industrial Area, Rabale, Navi Mumbai - 400701 | karmalkar@vinayktrans.com | Valid for 5 years
70 | M/s Vinayak Transmission Products Pvt. Ltd | IPDS/ DDUGJY | CRP | 11 kV Control & Relay Panel (Indoor type) for Feeder protection with its accessories such as Numerical Relay, Trivector meter etc | 30939 dt. 11.11.2019 | 2019-11-11 | Karmalkar/ 9820855499 | Plot no. W- 276, TTC Industrial Area, Rabale, Navi Mumbai - 400701 | karmalkar@vinayktrans.com | Valid for 5 years
71 | M/s Vinayak Transmission Products Pvt. Ltd | IPDS/ DDUGJY | CRP | 33 kV control & Relay Panel (Indoor type) for feeder with its accessories such as Numerical Relay, Trivector meter etc. | 30980 dt. 11.11.2019 | 2019-11-11 | Karmalkar/ 9820855499 | Plot no. W- 276, TTC Industrial Area, Rabale, Navi Mumbai - 400701 | karmalkar@vinayktrans.com | Valid for 5 years
72 | M/s Vinayak Transmission Products Pvt. Ltd | IPDS/ DDUGJY | CRP | 33 kV control & Relay Panel (Indoor type) for Transformer without Differential protection with its accessories such as Numerical Relay, Trivector meter etc. | 30982 dt. 11.11.2019 | 2019-11-11 | Karmalkar/ 9820855499 | Plot no. W- 276, TTC Industrial Area, Rabale, Navi Mumbai - 400701 | karmalkar@vinayktrans.com | Valid for 5 years
73 | M/s Vinayak Transmission Products Pvt. Ltd | IPDS/ DDUGJY | CRP | D. 22kVControl & Relay Panel (Indoor type)for Transformer without Differential protection with its accessories such as Numerical Relay,Trivectormeter etc. | 30977 dt. 11.11.2019 | 2019-11-11 | Karmalkar/ 9820855499 | Plot no. W- 276, TTC Industrial Area, Rabale, Navi Mumbai - 400701 | karmalkar@vinayktrans.com | Valid for 5 years
74 | M/s Vinayak Transmission Products Pvt. Ltd | IPDS/ DDUGJY | CRP | A. 11 KV Control & Relay Panel for One Incomer & Three Feeder Protection (Indoor type) with its accessories such as Numerical Relay, Trivector meter etc. | 30940 dt. 11.11.2019 | 2019-11-11 | Karmalkar/ 9820855499 | Plot no. W- 276, TTC Industrial Area, Rabale, Navi Mumbai - 400701 | karmalkar@vinayktrans.com | Valid for 5 years
75 | M/s Vinayak Transmission Products Pvt. Ltd | IPDS/ DDUGJY | CRP | C. 22 kV Control & Relay Panel (Indoor type) for Double Feeder protection with its accessories such as Numerical Relay, Trivector meter etc. | 30942 dt. 11.11.2019 | 2019-11-11 | Karmalkar/ 9820855499 | Plot no. W- 276, TTC Industrial Area, Rabale, Navi Mumbai - 400701 | karmalkar@vinayktrans.com | Valid for 5 years
76 | M/s Vinayak Transmission Products Pvt. Ltd | IPDS/ DDUGJY | CRP | L. 22kVcontrol & Relay Panel (Indoor type) for Transformer with Differential protection with its accessories such as Numerical Relay, Trivectormeter etc. | 30984 dt. 11.11.2019 | 2019-11-11 | Karmalkar/ 9820855499 | Plot no. W- 276, TTC Industrial Area, Rabale, Navi Mumbai - 400701 | karmalkar@vinayktrans.com | Valid for 5 years
77 | M/s Vinayak Transmission Products Pvt. Ltd | IPDS/ DDUGJY | CRP | H. 33kVcontrol & Relay Panel (Indoor type)for Transformer With Diff. Protection with Trivector meter. | 30981 dt. 11.11.2019 | 2019-11-11 | Karmalkar/ 9820855499 | Plot no. W- 276, TTC Industrial Area, Rabale, Navi Mumbai - 400701 | karmalkar@vinayktrans.com | Valid for 5 years
78 | M/s Vinayak Transmission Products Pvt. Ltd | IPDS/ DDUGJY | CRP | F. 22 kV Control & Relay Panel (Indoor type) for Feeder protection with its accessories such as Numerical Relay, Trivector meter etc. | 30979 dt. 11.11.2019 | 2019-11-11 | Karmalkar/ 9820855499 | Plot no. W- 276, TTC Industrial Area, Rabale, Navi Mumbai - 400701 | karmalkar@vinayktrans.com | Valid for 5 years
79 | M/s Vinayak Transmission Products Pvt. Ltd | IPDS/ DDUGJY | CRP | K. 11 KV Control & Relay Panel for Two Feeder Protection(Indoor type)with its accessories such as Numerical Relay, Trivectormeter etc. | 30983 dt. 11.11.2019 | 2019-11-11 | Karmalkar/ 9820855499 | Plot no. W- 276, TTC Industrial Area, Rabale, Navi Mumbai - 400701 | karmalkar@vinayktrans.com | Valid for 5 years
80 | M/s Stelmec Ltd., | Ongoing | VCB | 12 KV, 1250 A, 25kA Outdoor type Vacuum Circuit Breaker | 32729 dt. 27.11.2019 | 2019-11-27 | Desai/ 9324066448 | Plot no. 90/91/92, Virar-Vajreshwari Road, Usgaon, P.O.Bhatane, Dist. Palghar - 401303 |  | Valid for 5 years
81 | Electrocare Industries | Ongoing | CRP | 1) 33 kV Control& Relay Panel For Transformer without Differential Protection (Indoor Type) with its accessories such as Numerical Relay, Trivector meter, etc. 2) 33 kV Control& Relay Panel for Transformer with Differential Protection (Indoor Type) with its accessories such as Numerical Relay, Trivector meter, etc. 3) 33 kV Control& Relay Panel for Feeder Protection (Indoor Type) with its accessories such as Numerical Relay, Trivector meter, etc. | 32757 dt. 28.11.2019 | 2019-11-28 | Shah/ 9619733001 | Plot no. 18 & 19, Sharma Industrial Complex, Mumbai – Nashik Road, District – Thane , Asangaon (W) - 421601 | info@electrocare.co.in | Valid for 5 years
82 | Electrocare Industries | Ongoing | CRP | 1) 22 kV Control& Relay Panel For Transformer without Differential Protection (Indoor Type) with its accessories such as Numerical Relay, Trivector meter, etc. 2) 22 kV Control& Relay Panel for Transformer with Differential Protection (Indoor Type) with its accessories such as Numerical Relay, Trivector meter, etc. 3) 22 kV Control& Relay Panel for Feeder Protection (Indoor Type) with its accessories such as Numerical Relay, Trivector meter, etc. | 32756 dt. 28.11.2019 | 2019-11-28 | Shah/ 9619733001 | Plot no. 18 & 19, Sharma Industrial Complex, Mumbai – Nashik Road, District – Thane , Asangaon (W) - 421601 | info@electrocare.co.in | Valid for 5 years

## Poles (RSJ - PSC)
Approved list of Vendors
Sr. No. | Name | Scheme | Product | Rating | Approved No | Approved Date | Contact no. | Adress | Email | Remarks
1 | M/s Atul PCC | Infra II | PSC Pole | PSC Pole (8MTR-140 KG) (9MTR -200 KG) | CE/Infra Plan-II/ GTP/34165 Date:16.09.2015 | 2015-09-16
2 | M/s G.D.Met Steel Pvt Ltd | Infra II | RSJ Pole | 125 x 70 mm & 100 x 116 mm RSJ Pole | CE/Infra Plan-II/ GTP/42444 Date:22.12.2015 | 2015-12-22
3 | M/s Thombre Cement Product | Infra II | PSC Pole | PSC Pole (8MTR-140 KG) (9MTR -200 KG) | CE/Infra Plan-II/GTP/9928 Date: 02.04.2016 | 2016-02-04
4 | M/s Krishna PSC Poles | Infra II | PSC Pole | PSC Pole (8MTR-140 KG) (9MTR -200 KG) | CE/Infra Plan-II/GTP/27286 Date: 02.09.2016 | 2016-02-09
5 | M/s Shree Cement Products | Infra II | PSC Pole | PSC Pole (8MTR-140 KG) (9MTR -200 KG) | CE/Infra Plan-II/ GTP/5537 Date:18.02.2016 | 2016-02-18
6 | M/s Shree Saisiddhi Cement Product | Infra II | PSC Pole | PSC Pole (8MTR-140 KG) (9MTR -200 KG) | CE/Infra Plan-II/ GTP/6623 Date:26.02.2016 | 2016-02-26
7 | M/s Padmavati Pole Factory | Infra II | PSC Pole | PSC Pole (8MTR-140 KG) | CE/Infra Plan-II/GTP/30663 Date: 06.10.2016 | 2016-06-10
8 | M/s Renuka Pole Industries | Infra II | PSC Pole | PSC Pole (8MTR-140 KG) (9MTR -200 KG) | CE/Infra Plan-II/GTP/28747 Date: 21.09.2016 | 2016-09-21
9 | M/s J.K.Pole Industry | Infra II | PSC Pole | 8 MTR 140 KG | CE/Infra Plan-II/ GTP/7830 Date:10.03.2016 | 2016-10-03
10 | M/s MSP steel & Power Ltd | Infra II | RSJ Pole | RSJ Pole 116mmX100mm, 125mmX70mm,175mmX85mm | CE/Infra-II/Vendor16175dtd1.7.2017 | 2017-01-07
11 | M/s Pragati Multi services | Infra II | PSC Pole | 8Mtr 140Kg, 9Mtr/200Kg PSC pole | CE/Infraplan/vendors/1227/023407 dtd26.9.2017 | 2017-09-26
12 | M/s. Baba Sai Cementech | IPDS/ DDUGJY | PSC Pole | PSC Poles (8 mtr, 140 Kg & 9mtr/200Kg) | 16208 dt 04.07.2018 | 2018-07-04 |  | Washim bypass, near Patni cold storage, Akola. (M.S)
13 | M/s. Yash Group Cement Pole Company | IPDS/ DDUGJY | PSC Pole | PSC Poles (8 mtr, 140 Kg & 9mtr/200Kg) | 22274 dt 19.09.2018 | 2018-09-19 |  | Gat no- 28, near Deval Punarvasan, Santona (Kh) Ta-Partur, Dist- Jalna 431502
14 | M/s. Maujkar Industries Beed, | IPDS/ DDUGJY | PSC Pole | PSC Poles (8 mtr, 140 Kg & 9mtr/200Kg) | 23973 dt09.10.2018 | 2018-10-09 |  | Gat no- 194, Jalna Road, Shidod (Ghosapuri), Dist- Beed, 431122
15 | M/s. Maujkar Industries Beed, | IPDS/ DDUGJY | PSC Pole | PSC Poles (8 mtr, 140 Kg & 9mtr/200Kg) | 23973 dt 09.10.2018 | 2018-10-09 |  | Gat no- 194, Jalna Road, Shidod (Ghosapuri), Dist- Beed, 431122
16 | M/s. S.J.Inamke Works | IPDS/ DDUGJY | PSC Pole | PSC Poles (8 mtr, 140 Kg & 9mtr/200Kg) | 27149, dt 17.11.2018 | 2018-11-17 |  | At/Po Nathachiwadi, Tal Dound, Dist- Pune 412214
17 | M/s A & K Pole Factory, | IPDS/ DDUGJY | PSC Pole | PSC Poles ( 9mtr/200Kg) | 28412 dt 04.12.2018 | 2018-12-04 |  | S.No 417, at- Mohadi (Mokasa), Tal Nagbhir, Dist- Chandrapur Pin-441205
18 | M/s. Mahavir Steel Industries Ltd | IPDS/ DDUGJY | RSJ Pole | RSJ pole- 125x 70 mm, 116x100 mm, 152x152 mm and 175x85 mm size | 21314 Dt 26.12.2018 | 2018-12-26 | 02266331210, 7387766998 | Gat No 236/1, Pune Solapur Highway, Yawat, Pune 412214 | msil@bom3.vsnl.net.in, mumbaisales@mahavirsteel.com
19 | M/s. Samarth Industries, Haglur | IPDS/ DDUGJY | PSC Pole | PSC Poles (8 mtr, 140 Kg & 9mtr/200Kg) | 331 dt 03.01.2019 | 2019-01-03 | 9370429666, 9763636075 | 168/2, At/Po Haglur, Tal – North Solapur, Dist- Solapur 413002 | samarthindsolapur@gmail.com
20 | M/s Agrawal Power Pvt. Ltd. Bhopal | HVDS | PSC Pole | 200 kg. 9 Mtr long | 2981 29.01.2019 | 2019-01-29 | 0755-4077790,2576220 | Sector – F Govindpura industrial AREA, Bhopal. | agarwalpower@gmail.com
21 | M/s Kasturi Electrical & Engineering works, pusad | HVDS | PSC Pole | 200 kg 9 mtr long | 2982, 29.01.2019 | 2019-01-29 | 9421987779, 9209997777 | Plot No A –B, MIDC industrial Area (Warud) Pusad, Dist Yavtmal | info@ksturiengineering.in
22 | J.K.Pole factory | HVDS | PSC Pole | 200 kg. 9 Mtr long | 7867 dtd. 09.03.2019 | 2019-03-09 | 9422130640 | Anand Plaza, Nandanwan, Nagpur |  | Valid for 5 years
23 | M/s. Sai Concrete Industries, | IPDS/ DDUGJY | PSC Pole | PSC Poles (8 mtr, 140/200 Kg & 9mtr/200Kg) | 9345 dtd. 04.04.2019 | 2019-04-04 |  | Rakshi, Gokak Road, Taluka – Hukkeri, Dist. Belgum, Karnataka state |  | Valid for 5 years
24 | M/s Prime Ispat Ltd. | IPDS/ DDUGJY | RSJ Pole | RSJ pole (116mmx100mm, 125mmx70mm, 175mmx85mm, 152mmx152mm) | 9521 dtd. 05.04.2019 | 2019-04-05 | Vijay 8827498858 | Pyarelal Agarwal Marg, Ramsagar Para, Raipur - 492001 | pil@primeispat.com | Valid for 5 years
25 | M/s Malu Enterprises | HVDS | PSC Pole | 200 kg. 9 Mtr long | 10588 dtd. 20.04.2019 | 2019-04-20 | 7899235599 | Belgaum, Karnataka | malugroup@yahoo.com | Valid for 5 years
26 | Pacific Prestressed Products | HVDS | PSC Pole | 200 kg. 9 Mtr long | 10759 dtd. 23.04.2019 | 2019-04-23 | Maheshwari / 9460022221 | M/s. 48/1, Dhamnod Road, Village Doncha, Tahsil – Manawar, Dist. Dhar – 454446. Madhya Pradesh state | pacificprecem@gamil.com | Valid for 5 years
27 | Agarwal Power Pvt. Ltd. | HVDS | PSC Pole | 200 kg. 9 Mtr long | 13782 dtd. 16.05.2019 | 2019-05-16 | Pradeep/ 8462007262 | Sagar Plaza, M.P.Nagar, Bhopal | agarwalpower@gmail.com | Valid for 5 years
28 | M/s Versatile Prestress Products | HVDS | PSC Pole | 140 kg. 8 Mtr long, 200 kg. 9 Mtr long | 15150 31.05.2019 | 2019-05-31 | Javare 9284091900 | 94/29, Mangal Plaza, Jodbhavi Peth, Solapur | mangalspgmills@yahoo/.co.in | Valid for 5 years
29 | M/s Siddarth Enterprises | HVDS | PSC Pole | 140 kg. 8 Mtr long, 200 kg. 9 Mtr long | 15159 31.05.2019 | 2019-05-31 | 9922130618 | Gat no. 472, Amdabad Taluka Shirur, Pune | siddarthpawar01@gmail.com | Valid for 5 years
30 | M/s J.K.Prestressing worka | HVDS | PSC Pole | 140 kg. 8 Mtr long, 200 kg. 9 Mtr long | 16030 11.06.2019 | 2019-06-11 |  | S.No. 25, Waranga, Wardha road, Nagpur- 441108 | jkproduct@knjprojects.com | Valid for 5 years
31 | M/s. Monnet Ispat & Energy Ltd., | IPDS/ DDUGJY | RSJ Pole | RSJ pole (116mmx100mm, 125mmx70mm, 175mmx85mm, 152mmx152mm) | 18564 dt.04.07.19 | 2019-07-04 | Aloke Das/ 7024231218 | Raipur | aloke.das@aionjsw.in | Valid for 5 years
32 | M/s. Khyati Ispat Pvt. Ltd | IPDS/ DDUGJY | RSJ Pole | RSJ pole (116mmx100mm, 125mmx70mm, 152mmx152mm) | 18844 dt.04.07.19 | 2019-07-04 | 9754341968 | Raipur | info@khayati.co.in | Valid for 5 years
33 | M/s Bharat Electrical Contrs & Mfgrs. Pvt. Ltd. | HVDS | PSC Pole | 200 kg. 9 Mtr long | 20392 dt. 20.07.19 | 2019-07-20 | 9860059247/ Kelkar | Factory no.264, Jaysinghpur | kelkarsunil@rediffmail.com | Valid for 5 years
34 | M/s Patwari IPSOS | HVDS | PSC Pole | 140 kg. 8 Mtr long, 200 kg. 9 Mtr long | 22556 dt. 13.08.19 | 2019-08-13 | Patwari/ 7875448777 | Sr. no. 313, Ausa Road, Opp. Sutgirni Sanja, Osmanabad | patwariipsos@gmail.com, sanjaypatwari63@yahoo.com | Valid for 1 years
35 | M/s Accurate Precast & Fab | HVDS | PSC Pole | 200 kg. 9 Mtr long | 22557 dt. 13.08.19 | 2019-08-13 | Akram/ 9850188885 | Gut no. 393/2, Kalamb, Kolhapur - 416007 | accurateprecastandfab@gmail.com | Valid for 1 years
36 | M/s. Swastik Industries Ltd | IPDS/ DDUGJY | PSC Pole | PSC Poles (8 mtr, 140 Kg & 9mtr/200Kg) | 3498, dt 01.09.2019 | 2019-09-01 | 9422150784, 8888500413 | S. Nno-99, At-Shivani, Po- Yeoli, Tal &, Dist- Gadchiroli, 442605 | girishkukadapwar@gmail.com
37 | Sarthak Ispat Pvt. Ltd., | IPDS/ DDUGJY | RSJ Pole | RSJ pole (116mmx100mm, 125mmx70mm) | 28209 dt. 07.10.2019 | 2019-10-07 | Yadav/ 7489911007 | Raipur | raman@sarthak.group | Valid for 5 years
38 | M/s. Shri Kewale Industries Pvt. Ltd., | HVDS | PSC Pole | 140 kg. 8 Mtr long, 200 kg. 9 Mtr long | 28559 dt. 11.10.2019 | 2019-10-11 | Kewale/ 9960299848 | Kurul, Tal-Mohol, District – Solapur | kipl13818@gmail.com | Valid for 5 years
39 | M/s. Shri Jayraj Industries, | HVDS | PSC Pole | 140 kg. 8 Mtr long, 200 kg. 9 Mtr long | 28661 dt. 11.10.2019 | 2019-10-11 | 9879936905 | At Post Pimplas (Ramache), Talukha – Niphad, District – Nashik - 422301 | jayrajindustries469@gmail.com | Valid for 5 years
40 | Sarthak Ispat Pvt. Ltd., | IPDS/ DDUGJY | RSJ Pole | RSJ pole (152mmx152mm) | 29436 dt. 30.10.2019 | 2019-10-30 | Yadav/ 7489911007 | Raipur | raman@sarthak.group | Valid for 5 years
41 | Kiran Electro Pole Industries | HVDS | PSC Pole | 200 kg. 9 Mtr long | 31598 dt. 16.11.2019 | 2019-11-16 |  | At post Ansing, Tal/ Dist. - Washim |  | Valid for 2 years
42 | SGM Pole factory | HVDS | PSC Pole | 140 kg. 8 Mtr long, 200 kg. 9 Mtr long | 31599 dt. 16.11.2019 | 2019-11-16 | 9689385852 | Asadpur, Tal- Achalpur, Dist. - Amravati |  | Valid for 2 years
43 | Samarth cement products | HVDS | PSC Pole | 140 kg. 8 Mtr long, 200 kg. 9 Mtr long | 32173 dt.21.11.2019 | 2019-11-21 | 9822395082 | At post Sarda Estate, Nalwandi Road, Tal/Dist. - Beed |  | Valid for 2 years

## Others
Approved list of Vendors
Sr. No. | Name | Scheme | Product | Rating | Approved No | Approved Date | Contact no. | Adress | Email | Remarks
1 | M/s. Samruddhi Power & Control Panel Pvt Ltd | Infra II | LTDB | 63 & 100 KVA LTDB (Copper Busbar) with Kitkat | CE/Infra II/ EE-IV /Vendor/29937 Date 01.08.2015 | 2015-01-08
2 | M/s Classic Enterprises | Infra II | LT Joints/ Terminations | 6.5/11 kV Heat Shrinkable I/D, O/D Termination & Straight through joints & 1.1 kV Heat Shrinkable I/D, O/D termination & Straight through joints | CE Infra/Vendors/Infra-II/32696 Date : 01.09.2015 | 2015-01-09
3 | M/s Vijaya Converter,Nashik | Infra II | LTDB | 100KVA with Aluminium Busbar with MCCB for the supply | CE/Infra/EE-II/GTP/02453 Dt. 27.01.2015 | 2015-01-27
4 | Arena Equipement Pvt. Ltd. | Infra II | AB Switch | 11 KV A.B. Switch & 11 KV Horn Gap Fuse | CE/Infra Plan /EE-II/Vendors/02721 Dt. 29.01.2015 | 2015-01-29
5 | GKC Industries | Infra II | LT Feeder Pillar | LT Mini Feeder Pillar, 4 Way Feeder Pillar & 6/8 Way Feeder Pillar with HRC fuse | CE/Infra Plan /EE-II/Vendor Approval /GKCI/6034 dtd. 02.03.2015 | 2015-02-03
6 | Bharat Udyog, Nagpur | Infra II | LTDB | 63 & 100KVA LTDB(Copper Busbar) with MCCB and 100 KVA LTDB (Copper Busbar) with Kitkat | No.CE/Infra Plan/ EE-II/ Vendor Approval/Bharat Udyog/27429 dtd. 02.07.2015 | 2015-02-07
7 | M/s Starlit Electricals Pune | Infra II | CTPT | 11KV CT 200/1-1A,15VA/5P10,15/0.5, Oil cooled Outdoor type, 22KV PT, 22KV/110V,50/0.2, Oil cooled Outdoor 33KV CT 800-400/1-1-1A, PS, PS, 20/0.2, Outdoor Oil cooled,33KV CT 250/1A 15/0.2S Outdoor Oil cooled, 33KV/ PT 33KV110-110-110,50/3P,50/0.2, Outdoor Oil cooled | CE/Infra/EE-II/Vendor Approval/Starlit/00285 Dt. 3.01.2015 | 2015-03-01
8 | Indcoil Transformers Pvt. Ltd. | Infra II | CTPT | 11 & 33 KV Outdoor Oil Cooled CT & PTs and LT resin Cast CTs | CE/Infra Plan /EE-II/Vendors/318/8703 Dt. 25.03.2015 | 2015-03-25
9 | M/s Topline Industries (Raj) Unit-II | Infra II | AB Switch | 11kV & 22kV AB Switch and HG Fuse | CE(Infra)/EE –I/GTP/ 10835 Dt. 15.04.2015 | 2015-04-15
10 | M/S. Venelec Electromech Pvt. Ltd | Infra II | LT Joints/ Terminations | 11/6.5kV Heat Shrinkable Indoor & Outdoor termination & Straight Through Joints | CE(Infra)/EE-I/Vendor Approval/ 20623 Dt. 22.04.2015 | 2015-04-22
11 | M/s Teksons | Infra II | Battery Set | 30 V ,100 AH Battery Set | CE/Infra Plan-II/ GTP/38730 Date:05.11.2015 | 2015-05-11
12 | Lamco Industries Pvt. Ltd. | Infra II | LA | 11 KV & 33 KV Lighting Arrestor | CE/Infra Plan /EE-II/GTP/22146 Dt. 15.05.2015 | 2015-05-15
13 | Rehsan Engineering , Nagpur | Infra II | LTDB | 63/100 KVA Distribution Box with Kitkat ( Rural) | CE/Infra Plan /EE-II/Vendor Approval /Rehsan/22375 dtd. 18.05.2015 | 2015-05-18
14 | M/s Bharat Udyog | IPDS/ DDUGJY | LTDB | 100 KVA & 63 kVALT distribution boxes ( Copper Busbar) with MCCB | 27429 dt 02.07.2015 | 2015-07-02 | Pradeep Thakkar 9823178694, 9764445920 | U-15, MIDC Hingana Road, Nagpur-440028 | deepak.rsons@gmail.com
15 | M/s Popular Brass Metal Works,Nashik | Infra II | LTDB | 100KVA LTDB with Kitkat (Aluminium Busbar) | CE/Infra Plan /EE-II/Vendor Approval /Popular /800-28371 dtd. 13.07.2015 | 2015-07-13
16 | M/s Shaoo Engineerings Works Pvt Ltd | Infra II | HG Fuse | 11 & 22 KV 100 Amp, HG Fuse | CE Infra/Infra-II/Vendor/28652 Dt 16.07.2015 | 2015-07-16
17 | M/s Pragati Electricals Pvt Ltd. | Infra II | CTPT | 11KV Outdoor Cycloalipathic Resin Cast CT’s & PT and 33 KV outdoor oil cooled Dead Tank CTs & PTs | No.CE/Infra Plan/ EE-II/ GTP/28847 Date:20.07.2015 | 2015-07-20
18 | M/s. Pragati Electricals Pvt. Ltd | IPDS/ DDUGJY | CTPT | 11kV Outdoor Cycloaliphatic Resin Cast CT,Ratio - 600-300/5-5A, 400-200-100/5-5A, 11kV Single Phase, Single Pole, Outdoor Cycloaliphatic Resin PT, Ratio -11000/√3//110/√3/110/√3 V | 28847 dt 20.07.2015 | 2015-07-20 | Sudhir Mandhare - 966 4451613, Gokul kudale - 9664451647 | PLOT NO-A-2/16, MIDC INDUSTRIAL AREA, MURBAD - 421 401, DIST. - THANE | marketing@pragatielectricals.com
19 | M/s. Pragati Electricals Pvt. Ltd | IPDS/ DDUGJY | CTPT | 33kV Outdoor Oil Cooled CT 400-200/1-1-1 A, -/PS, -/PS, 20VA/0.2S, 33kV Outdoor Oil Cooled PT 33000/√3/110/√3/110/√3/110/√3 V | 28847 dt 20.07.2015 | 2015-07-20 | Sudhir Mandhare - 966 4451613, Gokul kudale - 9664451647 | PLOT NO-A-2/16, MIDC INDUSTRIAL AREA, MURBAD - 421 401, DIST. - THANE | marketing@pragatielectricals.com
20 | M/s Ashlesha Power Controls Pvt. Ltd. Akola | Infra II | LTDB | 63/100/200 KVA Distribution Box with KITKAT (Rural) and 63/100/200 KVA with Distribution Box with MCCB | CE/Infra Plan /EE-II/Vendor Approval /Ashlesha Power/781-29521 dtd. 27.07.2015 | 2015-07-27
21 | Pragati Electricals Pvt. Ltd. | Infra II | CTPT | 11 KV Outdoor Cycloalipathic Resin Cast CT's & PT and 33 KV Outdoor Oil coooled CT & PT | CE/Infra Plan/EE-II/GTP/10409 Dt. 08.04.2015 | 2015-08-04
22 | M/s. RMC switchgears | Infra II | Service connection Box | Service connection box( Single Phase & Three Phase) | CE/Infra/EE-II/Vendors/21635 Dt. 08.05.2015 | 2015-08-05
23 | M/s Engineers Enterprises, Jaipur | Infra II | LA | 9KA, 5KA Distribution Class LA, 18KV, 5KA Distribution Class LA & 30KA, 10KA Distribution Class LA | No.CE/Infra Plan/ EE-II/ Vendor Approval/Engineers Ent./915/32058 Date: 25.08.2015 | 2015-08-25
24 | M/s. Victor Switchgear Pvt. Ltd. | Infra II | LTDB | 63 and 100 KVA Distribution Box with KiKat (Rural)(Aluminum Busbar) | No.CE/Infra Plan/ EE-II/ Vendor Approval/Victor/32046 Date: 25.08.2015 | 2015-08-25
25 | M/s Agarwal Salt Company | Infra II | Insulator | HT/LT Porcelain Insulators | CE/Infra Plan-II/ GTP/36185 Date:09.10.2015 | 2015-09-10
26 | M/s Prassanna Electrical | Infra II | CTPT | 11 KV & 33 KV Outdoor Resin Cast Dry Type CT’s and PT’s | CE/Infra Plan-II/ GTP/33955 Date:14.09.2015 | 2015-09-14
27 | M/s Orange Power T&D Equipment Pvt Ltd | Infra II | LA | 9kV 5kA and 18kv 5kA Distribution Class & 30kV 10kA Station Class Lightning Arresters | CE/Infra Plan/Vendor Approval/Orange/34166 Dt 16.09.2015 | 2015-09-16
28 | M/s Gala Shrink Fit | Infra II | LT Joints/ Terminations | 6.5/11 kV Heat Shrinkable I/D, O/D Termination & Straight through joints & 1.1 kV Heat Shrinkable I/D, O/D termination & Straight through joints | CE/Infra Plan-II/ GTP/36480 Date:14.10.2015 | 2015-10-14
29 | Spark Industries Ahmednagar | Infra II | LTDB | 100KVA LT Distribution Box (Aluminum Busbar) MCCB | CE/Infra/EE-II/Vendors/ 4573 Dt. 12.02.2015 | 2015-12-02
30 | M/s Shrinivas Fabrication GTD Pvt Ltd | Infra II | LTDB | 100 KVA Distribution Box with Kitkat (Rural) | CE/Infra Plan-II/ GTP/42672 Date:23.12.2015 | 2015-12-23
31 | M/s Shree Engineering | Infra II | LTDB | 63, 100,200 KVA Distribution Box with MCCB (Urban) | CE/Infra Plan-II/ GTP/42671 Date:23.12.2015 | 2015-12-23
32 | M/s Shrinivas Fabrication GTD Pvt Ltd | Infra II | LTDB | 100 KVA Distribution Box with Kitkat (Rural) | CE/Infra Plan-II/ GTP/42672 Date:23.12.2015 | 2015-12-23
33 | M/s Shree Radhe Industries | Infra II | Insulator | HT Polymer Pin Insulator | CE/Infra Plan-II/ GTP/40567 Date:01.12.2015 CE/Infra Plan-II/ GTP/42984Date:31.12.2015 | 2015-12-31
34 | M/s Prabhakar Electricals | Infra II | LT Feeder Pillar | 63 KVA & 100 KVA LTDB / LT Mini Feeder Pillar, 4 way Feeder Pillar & 6Way Feeder Pillar with HRC fuse | CE/Infra Plan-II/ GTP/5343 Date:17.02.2016 CE/Infra Plan-II/ GTP/6848 Date:01.03.2016 | 2016-01-03
35 | M/s Bharat Udyog | IPDS/ DDUGJY | LTDB | 63 KVA LT distribution boxes ( Aluminum Busbar) with KITKAT | 1692 dt 11.01.2016 | 2016-01-11 | Pradeep Thakkar 9823178694, 9764445920 | U-15, MIDC Hingana Road, Nagpur-440028 | deepak.rsons@gmail.com
36 | M/s Janki Electromech | Infra II | LTDB | 63 KVA and 100 KVA LT Distribution Box (Aluminum Bus) with Kitkat | CE/Infra Plan-II/ GTP/6609 Date:26.02.2016 | 2016-02-26
37 | M/s Balaji Engineers | Infra II | AB Switch/ HG Fuse/ LT DB | 1) 11 KV AB Switch & 11 KV H.G Fuse 2) 63 KVA,100 KVA and 200 KVA LT distribution boxes (Aluminum Bus) with KitKat for Rural Area and 63 KVA,100 KVA and 200 KVA LT distribution boxes( Aluminum Bus) with MCCB for Urban Area | 1) CE/Infra Plan-II/ GTP/41400 Date:11.12.2015 2) CE/Infra Plan-II/ GTP/ 33333 Date: 04.11.2016 | 2016-04-11
38 | M/s Naresh Potteries | Infra II | Insulator | HT Polymer Pin Insulator | CE/Infra Plan-II/ GTP/838 Date:06.01.2016 | 2016-06-01
39 | M/s Rama Pottery Works | Infra II | Insulator | 1) HT & LT Insulator & Kitkat Fuses 2) HT/LT Polymer Insulator | 1) CE/Infra Plan-II/ GTP/36186 Date:09.10.2015 2) CE/Infra Plan-II/ GTP/18226 Date:06.06.2016 | 2016-06-06
40 | M/s Vikram Power Techologies Pvt Ltd | Infra II | Insulator | HT Polymer Insulator | 1) CE/Infra Plan-II/GTP/21504 Date: 27.07.2016 2) CE/Infra Plan-II/GTP/30662 Date: 06.10.2016 | 2016-06-10
41 | M/s Popular Brass Metal Works | Infra II | HRC Fuse/ Kitkat | 160A HRC Fuse Link & 100A Kit Kat | CE/Infra Plan-II/ GTP/7685 Date:09.03.2016 | 2016-09-03
42 | M/s Reliance Engineering Copany | Infra II | LTDB | 63/100 KVA LTDB with MCCB & with M/s DLV Switchgears | CE/Infra Plan-II/GTP/11948 Date: 27.04.2016 CE/Infra Plan-II/GTP/18525 Date: 09.06.2016 | 2016-09-06
43 | M/s Indcoil Transformer Pvt Ltd | Infra II | CTPT | 11 KV & 33 KV Outdoor Oil Cooled CT's | CE/Infra Plan-II/GTP/31357 Date: 14.10.2016 | 2016-10-14
44 | M/s Hi Tech Trans Techenocrates Pvt Ltd | Infra II | Insulator | 11 kV & 33 kV Composite Polymer Insulator | CE/Infra Plan-II/GTP/31540 Date: 17.10.2016 | 2016-10-17
45 | M/s Adinath Industries | Infra II | Insulator | HT Composite Polymer Type Insulator | CE/Infra Plan-II/GTP/32383 Date: 25.10.2016 | 2016-10-25
46 | M/s Epcos India Pvt Ltd | Infra II | Capacitor | 0.6 MVAR 11 KV Capacitor Bank & 11kV/200A Automatic Capacitor Switch | CE/Infra Plan-II/GTP/34050 Date: 15.11.2016 | 2016-11-15
47 | M/s Rajeev Industries | Infra II | Insulator | 11KV, 22KV & 33KV Composite Polymer Insulator | CE (Infra)/Infra-II/GTP/Vendor Approval/34190 Date:16/11/2016 | 2016-11-16
48 | M/s Akanksha Power & Infrastructure Pvt Ltd | Infra II | CTPT | 11 KV O/D Oil Filled CT & 11 KV O/D Resin Cast Dry Type CT and PT | CE (Infra)/Infra-II/GTP/Vendor Approval/34771 Date:22/11/2016 | 2016-11-22
49 | M/s R.R.Industries | Infra II | Insulator | 11 kV & 33 kV Composite Polymer Insulator | CE (Infra)/Infra-II/GTP/Vendor Approval/35836 Date:30/11/2016 | 2016-11-30
50 | M/s San Electricals | Infra II | HG Fuse/ LT feeder Pillar | 1) 11KV HG Fuse & 11KV A.B. Switch 2) LT Mini Feeder Pillar & 4 Way Feeder Pillar with HRC Fuse | 1) CE/Infra Plan-II/GTP/33437 Date: 04.11.2016 2)CE/Infra Plan-II/GTP/37983 Date: 27.12.2016 | 2016-12-27
51 | M/s Garg cables & silicones Pvt Ltd | Infra II | Insulator | 11KV & 33KV composite Polymer insulators | CE/Infra-II/Vendor/26784 dtd 2.11.2017 | 2017-02-11
52 | M/s Satraj ceramics | Infra II | Insulator | 11KV 70KN (B & S) type insulator and 11KV &33KV composite polymeric insulators | CE/Infra-II/Vendor/630/14013dtd 7.6.2017 | 2017-07-06
53 | M/s Bharat Electrical contractor & manufacturers Pvt Ltd | Infra II | AB Switch/ Insulator | 11KV & 22KV 400Amp A.B. with Polymer insulators | CE/Infra-II/Vendor17054dtd13.7.2017 | 2017-07-13
54 | M/s Universal cables ltd | Infra II | Capacitor | 11KV 3.0MVar,2.4MVar,1.2Mvar capacitor Bank | CE/Infra-II/Vendor879/17026 dtd13.7.2017 | 2017-07-13
55 | M/s Pragati Electrical Pvt Ltd | Infra II | CTPT | 33KV Outdoor oil colled CT & PT | CE/Infra-II/Vendor893/17281 dtd 15.7.2017 | 2017-07-15
56 | M/s. Pragati Electricals Pvt. Ltd | IPDS/ DDUGJY | CTPT | 33kV Outdoor Oil Cooled PT 33000/√3/110/√3/110/√3/110/√3 V, 50VA/3P, 30VA/3P, 50VA/0.2 | 17281 dt 15.07.2017 | 2017-07-15 | Sudhir Mandhare - 966 4451613, Gokul kudale - 9664451647 | PLOT NO-A-2/16, MIDC INDUSTRIAL AREA, MURBAD - 421 401, DIST. - THANE | marketing@pragatielectricals.com
57 | M/s. Pragati Electricals Pvt. Ltd | IPDS/ DDUGJY | CTPT | 33kV Outdoor Oil Cooled CT 200-100/1-1-1 A, -/PS, -/PS, 20VA/0.2S | 17281 dt 15.07.2017 | 2017-07-15 | Sudhir Mandhare - 966 4451613, Gokul kudale - 9664451647 | PLOT NO-A-2/16, MIDC INDUSTRIAL AREA, MURBAD - 421 401, DIST. - THANE | marketing@pragatielectricals.com
58 | M/s Amity Power Products Pvt Ltd | Infra II | CTPT | 11KV outdoor resinn cast CT & PT , 33KV KV outdoor oil colled CT & PT | CE/Infra-II/Vendor904/17523 dtd 18.7.2017 | 2017-07-18
59 | M/s AKS automation and Pressing Pvt Ltd | Infra II | LTDB | 100KVA LTDB with KIKAT & MCCB | CE/Infra-II/Vendor/23257 dtd 25.9.2017 & CE/Infra-II/Vendor/23258 dtd 25.9.2017 | 2017-09-25
60 | M/s Goenka Switchgears Pvt Ltd | Infra II | LTDB | 63KVA, 100KVA &200KVA LTDB with MCCB | CE/Infra-II/Vendor/10965dtd 11.05.2017 | 2017-11-05
61 | M/s SAN Electricals | Infra II | LTDB | LTDB 100KVA with MCCB & KITKAT | CE/Infraplan/vendors/24910 dtd 11.10.2017 & CE/Infraplan/vendors/24909 dtd 11.10.2017 | 2017-11-10
62 | M/s Topline Ceramics Pvt Ltd | IPDS/ DDUGJY | Insulator | 11 KV 5 KN Composite Polymeric Pin Insulator, 11 KV 45 KN Composite Polymeric Disc Insulator (B&S)Type, 11 KV 70 KN Composite Polymeric Disc Insulator (B&S) Type, 33 KV 10 KN Composite Polymeric Pin Insulator and 33 KV 70 KN Composite Polymeric Disc Insulator | 4288 dt 27.02.2018 | 2018-02-27 |  | E 233-234 (A) I.G.C. Khara Industrial Area, Bikaner E
63 | M/s Renit Power Pvt Ltd | IPDS/ DDUGJY | Insulator | 11 KV 45 KN Composite Polymer Disc Insulator (B&S) Type & (T&C) Type, 11 KV 70 KN Composite Polymer Disc Insulator (B&S Type, 33 KV 10 KN Composite Polymer Pin Insulator and 33 KV 70 KN Composite Polymer Disc Insulator (B&S | 07741dt 10.04.2018 | 2018-04-10 |  | Village- Dharampur Kotla, Near Thana, Baddi Solan, Himachal Pradesh, 173205
64 | M/s Shree Engineering | IPDS/ DDUGJY | LTDB | 100 KVA LT distribution boxes ( Aluminum Busbar) with KITKAT | 9099dt 23.04.2018 | 2018-04-23 | V.S.Lad, 9820872197 | S.No 50/4/1A, Plot no-09/10, Warkhade Nagar, Gujarwadi Road, Katraj, Pune-411046
65 | M/s Datta Electro Fabricators | IPDS/ DDUGJY | LTDB | 100 KVA LT distribution boxes ( Aluminum Busbar) with MCCB |  | 2018-04-23 |  | Plot No-53 Gut No-12, At Jogeshwari, Nr Foster beer, MIDC, Waluj, Aurangabad, 431136
66 | M/s Datta Electro Fabricators | IPDS/ DDUGJY | LTDB | 100 KVA LT distribution boxes ( Aluminum Busbar) with KITKAT |  | 2018-04-23 |  | Plot No-53 Gut No-12, At Jogeshwari, Nr Foster beer, MIDC, Waluj, Aurangabad, 431136
67 | M/s Shree Engineering | IPDS/ DDUGJY | LTDB | 63 KVA LT distribution boxes (Aluminum Busbar) with KITKAT | 9297dt 24.04.2018 | 2018-04-24 | V.S.Lad, 9820872197 | S.No 50/4/1A, Plot no-09/10, Warkhade Nagar, Gujarwadi Road, Katraj, Pune-411046
68 | M/s Scenario Powertech Pvt. Ltd | IPDS/ DDUGJY | insulator | 11 KV 5 KN Composite Polymer Pin Insulator & Post Insulator, 11 KV 45 KN Composite Polymer Disc Insulator (B&S) Type & (T&C) Type, 11 KV 70 KN Composite Polymer Disc Insulator (B&S) Type & (T&C) Type, 33 KV 10 KN Composite Polymer Pin Insulator & Post Insulator and 33 KV 70 KN Composite Polymer Disc Insulator (B&S) Type & (T&C) Type | Vendor/3698dt 21.0522018 | 2018-05-21 |  | Survey No. 82/P, At. & PO-Gambhirpura, Vavdi-Harsol Road, Ta – Talod, Dist – Sabarkantha, Gujarat
69 | M/s Gemini Instratech Ltd | IPDS/ DDUGJY | CTPT | 33kV, 400-200-100/1-1-1A oil cooled CT & 33kV/√3/110V/√3 outdoor oil cooled PT | 011510 dt 22.05.2018 | 2018-05-22 | 7276004106, Amit singh | B-83, MIDC Ambad, Nashik | jainmk22@gmail.com
70 | M/s Tushar Engineers | IPDS/ DDUGJY | LTDB | 101 KVA LT distribution boxes ( Aluminum Busbar) with KITKAT | 14434 dt 16.06.2018 | 2018-06-16
71 | M/s Bharat Udyog | IPDS/ DDUGJY | LTDB | 100 KVA LT distribution boxes ( Aluminum Busbar) with KITKAT | 15039 dt 20.06.2018 | 2018-06-20 | Pradeep Thakkar 9823178694, 9764445920 | U-15, MIDC Hingana Road, Nagpur-440028 | deepak.rsons@gmail.com
72 | M/S Vijaya Converter | IPDS/ DDUGJY | LT distribution box for A.B. cables | DEEP DRAWN type LT distribution boxes (440V,200A) for Aerial Bunch Cable Conductor | 26652 dt 06.11.2018 | 2018-11-06 |  | M-20, Ambad MIDC Nashik.
73 | Anushka Enterprises | HVDS | PVC spiral type line spacers | PVC spiral type line spacers | 4475 dt.12.02.19 | 2019-02-12 | 988152333 | Sardar bazar, Satara | anushkaenterprises26144@gmail.com | Valid for 5 years
74 | Mayuri & Mayuri Electrical Contractors | HVDS | PVC spiral type line spacers | PVC spiral type line spacers | 4480 dt. 12.02.19 | 2019-02-12 | 988152333 | Sardar bazar, Satara | ipsmayuri@gmail.com | Valid for 5 years
75 | M/s Satraj Ceramics | IPDS/ DDUGJY | Porcelain --- Pin Insulator/ Disc Insulator | Porcelain --- Pin Insulator/ Disc Insulator | 10927 dtd. 24.04.2019 | 2019-04-24 | 987075023 | Khurja | info@satraj.com | Valid for 5 years
76 | M/s Rashan Engineering, | IPDS/ DDUGJY | LTDB | 200 KVA LT distribution boxes with MCCB | 11688 dtd. 06.05.2019 | 2019-05-06 | 9822222864 | 28-A/298, Mohite Industrial Estate, Near Hingana Road, Nagpur - 440016 | info@rashan.in rashan.engineering@rediffmail.com | Valid for 5 years
77 | M/s. Vikram Power Technologies Pvt. Ltd., | HVDS | Composite Polymeric Pin Insulator | 22 kV 10 kN Composite Polymeric Pin Insulator | 11689, 06.05.2019 | 2019-05-06 | Prince 9921399265 | Yamunanagar, Haryana | power.vikram@yahoo.com | Valid for 5 years
78 | M/s Param Controls | IPDS/ DDUGJY | LTDB | 100 KVA LT distribution boxes with MCCB/ Kitkat | 16947 & 16948 dtd. 18.06.2019 | 2019-06-18 |  | D-117,Ambad, MIDC, Nashik |  | Valid for 5 years
79 | M/s Wadhwa Electrotech (India) Pvt. Ltd. | HVDS | Composite Polymeric Pin/ Disc Insulator | Various sizes of Composite Polymeric Pin/ Disc Insulator | 16945 dt.18.06.2019 | 2019-06-18 |  | Goenka Layout, Bhandara Road, Nagpur - 35 | wadhwaelectrotech@gmail.com | Valid for 5 years
80 | M/s. Garg Insulators Pvt. Ltd. | IPDS/ DDUGJY | Insulator | 11 KV 45 KN Composite Polymeric Disc Insulator (B&S)Type, 11 KV 70 KN Composite Polymeric Disc Insulator (B&S) Type, 33 KV 10 KN Composite Polymeric Pin Insulator | 17779 dt.26.06.19 | 2019-06-26 | 7027100045 | Sirsa, Haryana | garginsulator@gmail.com | Valid for 5 years
81 | M/s Garg Insulators Pvt. Ltd. | Ongoing Projects | Disc & Pin Insulator | 11KV 45/70 KN DISC INSULATOR B&S TYPE, 33 KV 10 KN COMPOSITE POLYMER PIN INSULATOR | 17779dt. 26.06.19 | 2019-06-26 | 7027100045 | Sirsa, Haryana | garginsulator@gmail.com | Valid for 5 years
82 | M/s Star Rising Energy Pvt. Ltd., | HVDS | Horngap/ AB switch | 11 kV 100 Amp Horn Gap Fuse & 11 kV 400 Amp AB Switch 11 kV 100 Amp Horn Gap Fuse & 11 kV 400 Amp AB Switch | 18787 DT. 04.07.19 | 2019-07-04 | Rahul Sharma/ 9691290212 | Jaipur | marketing3@starrising.co.in | Valid for 5 years
83 | M/s. Renit Power Pvt. Ltd | HVDS | Insulator/ Horn gap fuse | 11 kV 100 Amp & 22 kV 100 Amp Horn Gap Fuses , 11 kV 5 kN Composite Polymer Pin Insulator | 23600 dt. 26.08.19 & 22785 dt. 26.08.19 | 2019-08-26 | 8544731363 | P.O. Thana, Tehsil – Baddi, Dist. Solan | direct1@renitpower.com | Valid for 5 years
84 | M/s. Garg Insulators Pvt. Ltd. | HVDS | Insulator | 11kV 5kN Porcelain Pin Insulator, 11kV 5kN Composite Polymer Pin Insulator, 11kV 45 kN Composite Polymer Disc Insulator (B&S) Type, 11 kV 70 kN Composite Polymer Disc Insulator (B&S) | 27133 dt.25.09.19 | 2019-09-25 | 7027100045 | Sirsa, Haryana | garginsulator@gmail.com | Valid for 5 years
85 | M/s. Rajeev Industries, | IPDS/ DDUGJY | Insulator | 11kV 45 kN, 11kV 70kN Disc Insulators (B&S) Type and 11kV 5kN, 22kV 10kN, 33kV 10kN Pin Insulators | 28558 dt. 11.10.2019 | 2019-10-11 | 9927023704, 9837093704 | Khurja, Rajasthan | rriindia@yahoo.co.in | Valid for 5 years
86 | M/s Bharat Udyog, | Ongoing Projects | LT Feeder Pillar | LT 4 Way Feeder Pillar (630A) | 28954 dt. 17.10.2019 | 2019-10-17 | Pradeep Thakkar 9823178694, 9764445920 | U-15, Hingna MIDC, Nagpur | deepak.rsons@gmail.com | Valid for 5 years
87 | M/s Bharat Udyog, | Ongoing Projects | LT Feeder Pillar | LT Mini Feeder Pillar(400A) | 28955 dt. 17.10.2019 | 2019-10-17 | Pradeep Thakkar 9823178694, 9764445920 | U-15, Hingna MIDC, Nagpur | deepak.rsons@gmail.com | Valid for 5 years
88 | M/s Mangalam Pipes Pvt. Ltd, | NCRMP | HDPE Pipes | PE80PN4DN110SDR26 and PE80PN4DN50SDR26 | 30059 dt. 30.10.2019 | 2019-10-30 | Raghav Shetty/ 9353027003 | 241/C, Sompura Indystrial Area, Nidavanda Village, Nelamangala Talukha, Banglaore (Rural) – 562132 | raghav@mangalampipes.com | Valid for 5 years
89 | M/s techno associates vidyut pvt ltd | IPDS/ DDUGJY | CTPT | 22kV 200-100/1-1A, 0.5/5P10, 15VA/15VA OUTDOOR OIL COOLED CT | 2759 dt 06.02.2017 | 2017-02-06 | 0251-2870933, 7208070479 | W-160, MIDC PH-II, Dombivali east-421204 | technovidyut10@gmail.com
90 | M/S ELMECH ENGINEERS | IPDS/ DDUGJY | Distribution Box | 100 KVA LT distribution boxes (Aluminum Busbar) with KITKAT | 25878 dt. 16.09.2019 | 2019-09-16 | Anurag Morankar/ 9823080760 | Dhule | elmech2@hotmail.com | Valid for 5 years
91 | M/s Mangalam Pipes Pvt. Ltd, | NCRMP | HDPE Pipes | PE80PN4DN160SDR26 | 32725 dt. 27.11.2019 | 2019-11-27 | Raghu/ 935027001 | UNIT:2, 241/C 1st stage, Sompura Industrial Area, Nidavanda Village. Dabaspet, Bangalore Rural. | quality@mangalampipes.com | Valid for 5 years